## PPM Schedule
52 Weeks Schedule of Planned Preventive Maintenance-2025 (KF LAB-01)
Date:01/01/2024 |  |  |  | REF NO-KF/MAIN/11 |  |  | REV NO-01 |  | For the Year-2024 | [16 empty] | Date of Preparation-Dec 2022 | [17 empty] | PAGE-01 to 03
Sr No |  | Name of Equipment | Equipment ID NO | Make | Mode | SR NO/ Use | Capacity | Location | 2025-01-01 |  |  |  |  | 2025-02-01 |  |  |  | 2025-03-01 |  |  |  | 2025-04-01 |  |  |  |  | 2025-05-01 |  |  |  | 2025-06-01 |  |  |  | 2025-07-01 |  |  |  |  | 2025-08-01 |  |  |  | 2025-09-01 |  |  |  | 2025-10-01 |  |  |  |  | 2025-11-01 |  |  |  | 2025-12-01
[9 empty] | 1 | 2 | 3 | 4 | 5 | 6 | 7 | 8 | 9 | 10 | 11 | 12 | 13 | 14 | 15 | 16 | 17 | 18 | 19 | 20 | 21 | 22 | 23 | 24 | 25 | 26 | 27 | 28 | 29 | 30 | 31 | 32 | 33 | 34 | 35 | 36 | 37 | 38 | 39 | 40 | 41 | 42 | 43 | 44 | 45 | 46 | 47 | 48 | 49 | 50 | 51 | 52
1 | AC Department | AHU | Maint/MJ/KF- LAB1/AHU/01 | Thermoair | 230308 | 87866 | 8000m3/h | ABOVE LAB | 1 | 2 | 3 | 4 | 5 | 6 | 7 | 8 | 9 | 10 | 11 | 12 | 13 | 14 | 15 | 16 | 17 | 18 | 19 | 20 | 21 | 22 | 23 | 24 | 25 | 26 | 27 | 28 | 29 | 30 | 31 | 32 | 33 | 34 | 35 | 36 | 37 | 38 | 39 | 40 | 41 | 42 | 43 | 44 | 45 | 46 | 47 | 48 | 49 | 50 | 51 | 52
2 | AC Department | AHU | Maint/MJ/KF- LAB1/AHU/02 | Pooch | A16136 | 29804 | 5100m3/h | ABOVE LAB | 1 | 2 | 3 | 4 | 5 | 6 | 7 | 8 | 9 | 10 | 11 | 12 | 13 | 14 | 15 | 16 | 17 | 18 | 19 | 20 | 21 | 22 | 23 | 24 | 25 | 26 | 27 | 28 | 29 | 30 | 31 | 32 | 33 | 34 | 35 | 36 | 37 | 38 | 39 | 40 | 41 | 42 | 43 | 44 | 45 | 46 | 47 | 48 | 49 | 50 | 51 | 52
3 | AC Department | AHU | Maint/MJ/KF- LAB1/AHU/03 | Dry star | 2014 | xxxxx | 3500m3/h | ABOVE LAB | 1 | 2 | 3 | 4 | 5 | 6 | 7 | 8 | 9 | 10 | 11 | 12 | 13 | 14 | 15 | 16 | 17 | 18 | 19 | 20 | 21 | 22 | 23 | 24 | 25 | 26 | 27 | 28 | 29 | 30 | 31 | 32 | 33 | 34 | 35 | 36 | 37 | 38 | 39 | 40 | 41 | 42 | 43 | 44 | 45 | 46 | 47 | 48 | 49 | 50 | 51 | 52
4 | AC Department | ATU | Maint/MJ/KF- LAB1/ATU/01 | Pooch | xxxxx | xxxxx | 1000m3/h | ABOVE LAB | 1 | 2 | 3 | 4 | 5 | 6 | 7 | 8 | 9 | 10 | 11 | 12 | 13 | 14 | 15 | 16 | 17 | 18 | 19 | 20 | 21 | 22 | 23 | 24 | 25 | 26 | 27 | 28 | 29 | 30 | 31 | 32 | 33 | 34 | 35 | 36 | 37 | 38 | 39 | 40 | 41 | 42 | 43 | 44 | 45 | 46 | 47 | 48 | 49 | 50 | 51 | 52
5 | AC Department | ATU | Maint/MJ/KF- LAB1/ATU/02 | Flaktwood | 2018 | xxxxx | 2300m3/h | ABOVE LAB | 1 | 2 | 3 | 4 | 5 | 6 | 7 | 8 | 9 | 10 | 11 | 12 | 13 | 14 | 15 | 16 | 17 | 18 | 19 | 20 | 21 | 22 | 23 | 24 | 25 | 26 | 27 | 28 | 29 | 30 | 31 | 32 | 33 | 34 | 35 | 36 | 37 | 38 | 39 | 40 | 41 | 42 | 43 | 44 | 45 | 46 | 47 | 48 | 49 | 50 | 51 | 52
6 | AC Department | Humidity controller Unit | Maint/MJ/KF- LAB1/RH-C/01 | Munters | MLT1400E | 55102 | 8.37KW | ABOVE LAB | 1 | 2 | 3 | 4 | 5 | 6 | 7 | 8 | 9 | 10 | 11 | 12 | 13 | 14 | 15 | 16 | 17 | 18 | 19 | 20 | 21 | 22 | 23 | 24 | 25 | 26 | 27 | 28 | 29 | 30 | 31 | 32 | 33 | 34 | 35 | 36 | 37 | 38 | 39 | 40 | 41 | 42 | 43 | 44 | 45 | 46 | 47 | 48 | 49 | 50 | 51 | 52
7 | AC Department | Climate Control PLC Panel | Maint/MJ/KF- LAB1/CCP/01 | Aqualine | xxxxx | xxxxx | xxxxx | PIR-5 | 1 | 2 | 3 | 4 | 5 | 6 | 7 | 8 | 9 | 10 | 11 | 12 | 13 | 14 | 15 | 16 | 17 | 18 | 19 | 20 | 21 | 22 | 23 | 24 | 25 | 26 | 27 | 28 | 29 | 30 | 31 | 32 | 33 | 34 | 35 | 36 | 37 | 38 | 39 | 40 | 41 | 42 | 43 | 44 | 45 | 46 | 47 | 48 | 49 | 50 | 51 | 52
8 | KF1 | Distribution Panel | Maint/MJ/KF- LAB1/DP/01 | Aqualine | xxxxx | xxxxx | xxxxx | SB 1 Panel room | 1 | 2 | 3 | 4 | 5 | 6 | 7 | 8 | 9 | 10 | 11 | 12 | 13 | 14 | 15 | 16 | 17 | 18 | 19 | 20 | 21 | 22 | 23 | 24 | 25 | 26 | 27 | 28 | 29 | 30 | 31 | 32 | 33 | 34 | 35 | 36 | 37 | 38 | 39 | 40 | 41 | 42 | 43 | 44 | 45 | 46 | 47 | 48 | 49 | 50 | 51 | 52
9 | KF1 | Distribution Board | Maint/MJ/KF- LAB1/DB/01 | Legrand | xxxxx | xxxxx | 63A | PIR-1 | 1 | 2 | 3 | 4 | 5 | 6 | 7 | 8 | 9 | 10 | 11 | 12 | 13 | 14 | 15 | 16 | 17 | 18 | 19 | 20 | 21 | 22 | 23 | 24 | 25 | 26 | 27 | 28 | 29 | 30 | 31 | 32 | 33 | 34 | 35 | 36 | 37 | 38 | 39 | 40 | 41 | 42 | 43 | 44 | 45 | 46 | 47 | 48 | 49 | 50 | 51 | 52
10 | KF1 | Distribution Board | Maint/MJ/KF- LAB1/DB/02 | Indoasin | xxxxx | xxxxx | 63A | PIR-2 | 1 | 2 | 3 | 4 | 5 | 6 | 7 | 8 | 9 | 10 | 11 | 12 | 13 | 14 | 15 | 16 | 17 | 18 | 19 | 20 | 21 | 22 | 23 | 24 | 25 | 26 | 27 | 28 | 29 | 30 | 31 | 32 | 33 | 34 | 35 | 36 | 37 | 38 | 39 | 40 | 41 | 42 | 43 | 44 | 45 | 46 | 47 | 48 | 49 | 50 | 51 | 52
11 | KF1 | Distribution Board | Maint/MJ/KF- LAB1/DB/03 | Legrand | xxxxx | xxxxx | 63A | PIR-3 | 1 | 2 | 3 | 4 | 5 | 6 | 7 | 8 | 9 | 10 | 11 | 12 | 13 | 14 | 15 | 16 | 17 | 18 | 19 | 20 | 21 | 22 | 23 | 24 | 25 | 26 | 27 | 28 | 29 | 30 | 31 | 32 | 33 | 34 | 35 | 36 | 37 | 38 | 39 | 40 | 41 | 42 | 43 | 44 | 45 | 46 | 47 | 48 | 49 | 50 | 51 | 52
12 | KF1 | Distribution Board | Maint/MJ/KF- LAB1/DB/04 | Legrand | xxxxx | xxxxx | 63A | INI MSR | 1 | 2 | 3 | 4 | 5 | 6 | 7 | 8 | 9 | 10 | 11 | 12 | 13 | 14 | 15 | 16 | 17 | 18 | 19 | 20 | 21 | 22 | 23 | 24 | 25 | 26 | 27 | 28 | 29 | 30 | 31 | 32 | 33 | 34 | 35 | 36 | 37 | 38 | 39 | 40 | 41 | 42 | 43 | 44 | 45 | 46 | 47 | 48 | 49 | 50 | 51 | 52
13 | KF1 | Distribution Board | Maint/MJ/KF- LAB1/DB/05 | L&T | xxxxx | xxxxx | 80A | PGR-1 | 1 | 2 | 3 | 4 | 5 | 6 | 7 | 8 | 9 | 10 | 11 | 12 | 13 | 14 | 15 | 16 | 17 | 18 | 19 | 20 | 21 | 22 | 23 | 24 | 25 | 26 | 27 | 28 | 29 | 30 | 31 | 32 | 33 | 34 | 35 | 36 | 37 | 38 | 39 | 40 | 41 | 42 | 43 | 44 | 45 | 46 | 47 | 48 | 49 | 50 | 51 | 52
14 | KF1 | Distribution Board | Maint/MJ/KF- LAB1/DB/06 | Eetako | xxxxx | xxxxx | 63A | PGR-2 | 1 | 2 | 3 | 4 | 5 | 6 | 7 | 8 | 9 | 10 | 11 | 12 | 13 | 14 | 15 | 16 | 17 | 18 | 19 | 20 | 21 | 22 | 23 | 24 | 25 | 26 | 27 | 28 | 29 | 30 | 31 | 32 | 33 | 34 | 35 | 36 | 37 | 38 | 39 | 40 | 41 | 42 | 43 | 44 | 45 | 46 | 47 | 48 | 49 | 50 | 51 | 52
15 | KF1 | Distribution Board | Maint/MJ/KF- LAB1/DB/07 | Legrand | xxxxx | xxxxx | 80A | PGR-3 | 1 | 2 | 3 | 4 | 5 | 6 | 7 | 8 | 9 | 10 | 11 | 12 | 13 | 14 | 15 | 16 | 17 | 18 | 19 | 20 | 21 | 22 | 23 | 24 | 25 | 26 | 27 | 28 | 29 | 30 | 31 | 32 | 33 | 34 | 35 | 36 | 37 | 38 | 39 | 40 | 41 | 42 | 43 | 44 | 45 | 46 | 47 | 48 | 49 | 50 | 51 | 52
16 | KF1 | Distribution Board | Maint/MJ/KF- LAB1/DB/08 | Legrand | xxxxx | xxxxx | 80A | PGR-4 | 1 | 2 | 3 | 4 | 5 | 6 | 7 | 8 | 9 | 10 | 11 | 12 | 13 | 14 | 15 | 16 | 17 | 18 | 19 | 20 | 21 | 22 | 23 | 24 | 25 | 26 | 27 | 28 | 29 | 30 | 31 | 32 | 33 | 34 | 35 | 36 | 37 | 38 | 39 | 40 | 41 | 42 | 43 | 44 | 45 | 46 | 47 | 48 | 49 | 50 | 51 | 52
17 | KF1 | Distribution Board | Maint/MJ/KF- LAB1/DB/09 | Simens | xxxxx | xxxxx | 100A | PGR-5 | 1 | 2 | 3 | 4 | 5 | 6 | 7 | 8 | 9 | 10 | 11 | 12 | 13 | 14 | 15 | 16 | 17 | 18 | 19 | 20 | 21 | 22 | 23 | 24 | 25 | 26 | 27 | 28 | 29 | 30 | 31 | 32 | 33 | 34 | 35 | 36 | 37 | 38 | 39 | 40 | 41 | 42 | 43 | 44 | 45 | 46 | 47 | 48 | 49 | 50 | 51 | 52
18 | KF1 | Distribution Board | Maint/MJ/KF- LAB1/DB/10 | Legrand | xxxxx | xxxxx | 63A | PGR-6 | 1 | 2 | 3 | 4 | 5 | 6 | 7 | 8 | 9 | 10 | 11 | 12 | 13 | 14 | 15 | 16 | 17 | 18 | 19 | 20 | 21 | 22 | 23 | 24 | 25 | 26 | 27 | 28 | 29 | 30 | 31 | 32 | 33 | 34 | 35 | 36 | 37 | 38 | 39 | 40 | 41 | 42 | 43 | 44 | 45 | 46 | 47 | 48 | 49 | 50 | 51 | 52
19 | KF1 | Distribution Board | Maint/MJ/KF- LAB1/DB/11 | Legrand | xxxxx | xxxxx | 80A | PGR-7 | 1 | 2 | 3 | 4 | 5 | 6 | 7 | 8 | 9 | 10 | 11 | 12 | 13 | 14 | 15 | 16 | 17 | 18 | 19 | 20 | 21 | 22 | 23 | 24 | 25 | 26 | 27 | 28 | 29 | 30 | 31 | 32 | 33 | 34 | 35 | 36 | 37 | 38 | 39 | 40 | 41 | 42 | 43 | 44 | 45 | 46 | 47 | 48 | 49 | 50 | 51 | 52
20 | KF1 | Distribution Board | Maint/MJ/KF- LAB1/DB/12 | Legrand | xxxxx | xxxxx | 63A | PGR-8 | 1 | 2 | 3 | 4 | 5 | 6 | 7 | 8 | 9 | 10 | 11 | 12 | 13 | 14 | 15 | 16 | 17 | 18 | 19 | 20 | 21 | 22 | 23 | 24 | 25 | 26 | 27 | 28 | 29 | 30 | 31 | 32 | 33 | 34 | 35 | 36 | 37 | 38 | 39 | 40 | 41 | 42 |  | 44 | 45 | 46 | 47 | 48 | 49 | 50 | 51 | 52
21 | KF1 | Distribution Board | Maint/MJ/KF- LAB1/DB/13 | Legrand | xxxxx | xxxxx | 63A | PGR-9 | 1 | 2 | 3 | 4 | 5 | 6 | 7 | 8 | 9 | 10 | 11 | 12 | 13 | 14 | 15 | 16 | 17 | 18 | 19 | 20 | 21 | 22 | 23 | 24 | 25 | 26 | 27 | 28 | 29 | 30 | 31 | 32 | 33 | 34 | 35 | 36 | 37 | 38 | 39 | 40 | 41 | 42 | 43 | 44 | 45 | 46 | 47 | 48 | 49 | 50 | 51 | 52
22 | KF1 | Distribution Board | Maint/MJ/KF- LAB1/DB/14 | Legrand | xxxxx | xxxxx | 63A | CONT.PGR-10 | 1 | 2 | 3 | 4 | 5 | 6 | 7 | 8 | 9 | 10 | 11 | 12 | 13 | 14 | 15 | 16 | 17 | 18 | 19 | 20 | 21 | 22 | 23 | 24 | 25 | 26 | 27 | 28 | 29 | 30 | 31 | 32 | 33 | 34 | 35 | 36 | 37 | 38 | 39 | 40 | 41 | 42 | 43 | 44 | 45 | 46 | 47 | 48 | 49 | 50 | 51 | 52
23 | KF1 | Distribution Board | Maint/MJ/KF- LAB1/DB/15 | L&T | xxxxx | xxxxx | 63A | INI PGR 1 | 1 | 2 | 3 | 4 | 5 | 6 | 7 | 8 | 9 | 10 | 11 | 12 | 13 | 14 | 15 | 16 | 17 | 18 | 19 | 20 | 21 | 22 | 23 | 24 | 25 | 26 | 27 | 28 | 29 | 30 | 31 | 32 | 33 | 34 | 35 | 36 | 37 | 38 | 39 | 40 | 41 | 42 | 43 | 44 | 45 | 46 | 47 | 48 | 49 | 50 | 51 | 52
24 | KF1 | Distribution Board | Maint/MJ/KF- LAB1/DB/16 | Legrand | xxxxx | xxxxx | 63A | INI PGR 2 | 1 | 2 | 3 | 4 | 5 | 6 | 7 | 8 | 9 | 10 | 11 | 12 | 13 | 14 | 15 | 16 | 17 | 18 | 19 | 20 | 21 | 22 | 23 | 24 | 25 | 26 | 27 | 28 | 29 | 30 | 31 | 32 | 33 | 34 | 35 | 36 | 37 | 38 | 39 | 40 | 41 | 42 | 43 | 44 | 45 | 46 | 47 | 48 | 49 | 50 | 51 | 52
25 | KF1 | Distribution Board | Maint/MJ/KF- LAB1/DB/17 | Legrand | xxxxx | xxxxx | 63A | INI PGR 3 | 1 | 2 | 3 | 4 | 5 | 6 | 7 | 8 | 9 | 10 | 11 | 12 | 13 | 14 | 15 | 16 | 17 | 18 | 19 | 20 | 21 | 22 | 23 | 24 | 25 | 26 | 27 | 28 | 29 | 30 | 31 | 32 | 33 | 34 | 35 | 36 | 37 | 38 | 39 | 40 | 41 | 42 | 43 | 44 | 45 | 46 | 47 | 48 | 49 | 50 | 51 | 52
26 | KF1 | Distribution Board | Maint/MJ/KF- LAB1/DB/18 | Legrand | xxxxx | xxxxx | 63A | INI PGR 4 | 1 | 2 | 3 | 4 | 5 | 6 | 7 | 8 | 9 | 10 | 11 | 12 | 13 | 14 | 15 | 16 | 17 | 18 | 19 | 20 | 21 | 22 | 23 | 24 | 25 | 26 | 27 | 28 | 29 | 30 | 31 | 32 | 33 | 34 | 35 | 36 | 37 | 38 | 39 | 40 | 41 | 42 | 43 | 44 | 45 | 46 | 47 | 48 | 49 | 50 | 51 | 52
27 | KF1 | Distribution Board | Maint/MJ/KF- LAB1/DB/19 | Legrand | xxxxx | xxxxx | 63A | MPR | 1 | 2 | 3 | 4 | 5 | 6 | 7 | 8 | 9 | 10 | 11 | 12 | 13 | 14 | 15 | 16 | 17 | 18 | 19 | 20 | 21 | 22 | 23 | 24 | 25 | 26 | 27 | 28 | 29 | 30 | 31 | 32 | 33 | 34 | 35 | 36 | 37 | 38 | 39 | 40 | 41 | 42 | 43 | 44 | 45 | 46 | 47 | 48 | 49 | 50 | 51 | 52
28 | KF1 | Distribution Board | Maint/MJ/KF- LAB1/DB/20 | Legrand | xxxxx | xxxxx | 63A | MAINT. room | 1 | 2 | 3 | 4 | 5 | 6 | 7 | 8 | 9 | 10 | 11 | 12 | 13 | 14 | 15 | 16 | 17 | 18 | 19 | 20 | 21 | 22 | 23 | 24 | 25 | 26 | 27 | 28 | 29 | 30 | 31 | 32 | 33 | 34 | 35 | 36 | 37 | 38 | 39 | 40 | 41 | 42 | 43 | 44 | 45 | 46 | 47 | 48 | 49 | 50 | 51 | 52
29 | KF1 | Distribution Board | Maint/MJ/KF- LAB1/DB/21 | Indoasin | xxxxx | xxxxx | 63A | BWR | 1 | 2 | 3 | 4 | 5 | 6 | 7 | 8 | 9 | 10 | 11 | 12 | 13 | 14 | 15 | 16 | 17 | 18 | 19 | 20 | 21 | 22 | 23 | 24 | 25 | 26 | 27 | 28 | 29 | 30 | 31 | 32 | 33 | 34 | 35 | 36 | 37 | 38 | 39 | 40 | 41 | 42 | 43 | 44 | 45 | 46 | 47 | 48 | 49 | 50 | 51 | 52
30 | KF1 | Laminar Banch | Maint/MJ/KF- LAB1/LB/01-02 | Micro filt | xxxxx | xxxxx | 900w | PIR-1 | 1 | 2 | 3 | 4 | 5 | 6 | 7 | 8 | 9 | 10 | 11 | 12 | 13 | 14 | 15 | 16 | 17 | 18 | 19 | 20 | 21 | 22 | 23 | 24 | 25 | 26 | 27 | 28 | 29 | 30 | 31 | 32 | 33 | 34 | 35 | 36 | 37 | 38 | 39 | 40 | 41 | 42 | 43 | 44 | 45 | 46 | 47 | 48 | 49 | 50 | 51 | 52
31 | KF1 | Laminar Banch | Maint/MJ/KF- LAB1/LB/03-04 | Micro filt | xxxxx | xxxxx | 900w | PIR-1 | 1 | 2 | 3 | 4 | 5 | 6 | 7 | 8 | 9 | 10 | 11 | 12 | 13 | 14 | 15 | 16 | 17 | 18 | 19 | 20 | 21 | 22 | 23 | 24 | 25 | 26 | 27 | 28 | 29 | 30 | 31 | 32 | 33 | 34 | 35 | 36 | 37 | 38 | 39 | 40 | 41 | 42 | 43 | 44 | 45 | 46 | 47 | 48 | 49 | 50 | 51 | 52
32 | KF1 | Laminar Banch | Maint/MJ/KF- LAB1/LB/05-06 | Micro filt | xxxxx | xxxxx | 900w | PIR-1 | 1 | 2 | 3 | 4 | 5 | 6 | 7 | 8 | 9 | 10 | 11 | 12 | 13 | 14 | 15 | 16 | 17 | 18 | 19 | 20 | 21 | 22 | 23 | 24 | 25 | 26 | 27 | 28 | 29 | 30 | 31 | 32 | 33 | 34 | 35 | 36 | 37 | 38 | 39 | 40 | 41 | 42 | 43 | 44 | 45 | 46 | 47 | 48 | 49 | 50 | 51 | 52
33 | KF1 | Laminar Banch | Maint/MJ/KF- LAB1/LB/07-08 | Micro filt | xxxxx | xxxxx | 900w | PIR-1 | 1 | 2 | 3 | 4 | 5 | 6 | 7 | 8 | 9 | 10 | 11 | 12 | 13 | 14 | 15 | 16 | 17 | 18 | 19 | 20 | 21 | 22 | 23 | 24 | 25 | 26 | 27 | 28 | 29 | 30 | 31 | 32 | 33 | 34 | 35 | 36 | 37 | 38 | 39 | 40 | 41 | 42 | 43 | 44 | 45 | 46 | 47 | 48 | 49 | 50 | 51 | 52
34 | KF1 | Laminar Banch | Maint/MJ/KF- LAB1/LB/09-10 | Micro filt | xxxxx | xxxxx | 900w | PIR-1 | 1 | 2 | 3 | 4 | 5 | 6 | 7 | 8 | 9 | 10 | 11 | 12 | 13 | 14 | 15 | 16 | 17 | 18 | 19 | 20 | 21 | 22 | 23 | 24 | 25 | 26 | 27 | 28 | 29 | 30 | 31 | 32 | 33 | 34 | 35 | 36 | 37 | 38 | 39 | 40 | 41 | 42 | 43 | 44 | 45 | 46 | 47 | 48 | 49 | 50 | 51 | 52
35 | KF1 | Laminar Banch | Maint/MJ/KF- LAB1/LB/11-12 | Micro filt | xxxxx | xxxxx | 900w | PIR-1 | 1 | 2 | 3 | 4 | 5 | 6 | 7 | 8 | 9 | 10 | 11 | 12 | 13 | 14 | 15 | 16 | 17 | 18 | 19 | 20 | 21 | 22 | 23 | 24 | 25 | 26 | 27 | 28 | 29 | 30 | 31 | 32 | 33 | 34 | 35 | 36 | 37 | 38 | 39 | 40 | 41 | 42 | 43 | 44 | 45 | 46 | 47 | 48 | 49 | 50 | 51 | 52
36 | KF1 | Laminar Banch | Maint/MJ/KF- LAB1/LB/13-14 | Micro filt | xxxxx | xxxxx | 900w | PIR-1 | 1 | 2 | 3 | 4 | 5 | 6 | 7 | 8 | 9 | 10 | 11 | 12 | 13 | 14 | 15 | 16 | 17 | 18 | 19 | 20 | 21 | 22 | 23 | 24 | 25 | 26 | 27 | 28 | 29 | 30 | 31 | 32 | 33 | 34 | 35 | 36 | 37 | 38 | 39 | 40 | 41 | 42 | 43 | 44 | 45 | 46 | 47 | 48 | 49 | 50 | 51 | 52
37 | KF1 | Laminar Banch | Maint/MJ/KF- LAB1/LB/15-16 | Micro filt | xxxxx | xxxxx | 900w | PIR-1 | 1 | 2 | 3 | 4 | 5 | 6 | 7 | 8 | 9 | 10 | 11 | 12 | 13 | 14 | 15 | 16 | 17 | 18 | 19 | 20 | 21 | 22 | 23 | 24 | 25 | 26 | 27 | 28 | 29 | 30 | 31 | 32 | 33 | 34 | 35 | 36 | 37 | 38 | 39 | 40 | 41 | 42 | 43 | 44 | 45 | 46 | 47 | 48 | 49 | 50 | 51 | 52
38 | KF1 | Laminar Banch | Maint/MJ/KF- LAB1/LB/17-18 | Micro filt | xxxxx | xxxxx | 900w | PIR-2 | 1 | 2 | 3 | 4 | 5 | 6 | 7 | 8 | 9 | 10 | 11 | 12 | 13 | 14 | 15 | 16 | 17 | 18 | 19 | 20 | 21 | 22 | 23 | 24 | 25 | 26 | 27 | 28 | 29 | 30 | 31 | 32 | 33 | 34 | 35 | 36 | 37 | 38 | 39 | 40 | 41 | 42 | 43 | 44 | 45 | 46 | 47 | 48 | 49 | 50 | 51 | 52
39 | KF1 | Laminar Banch | Maint/MJ/KF- LAB1/LB/19-20 | Micro filt | xxxxx | xxxxx | 900w | PIR-2 | 1 | 2 | 3 | 4 | 5 | 6 | 7 | 8 | 9 | 10 | 11 | 12 | 13 | 14 | 15 | 16 | 17 | 18 | 19 | 20 | 21 | 22 | 23 | 24 | 25 | 26 | 27 | 28 | 29 | 30 | 31 | 32 | 33 | 34 | 35 | 36 | 37 | 38 | 39 | 40 | 41 | 42 | 43 | 44 | 45 | 46 | 47 | 48 | 49 | 50 | 51 | 52
40 | KF1 | Laminar Banch | Maint/MJ/KF- LAB1/LB/21-22 | Micro filt | xxxxx | xxxxx | 900w | PIR-2 | 1 | 2 | 3 | 4 | 5 | 6 | 7 | 8 | 9 | 10 | 11 | 12 | 13 | 14 | 15 | 16 | 17 | 18 | 19 | 20 | 21 | 22 | 23 | 24 | 25 | 26 | 27 | 28 | 29 | 30 | 31 | 32 | 33 | 34 | 35 | 36 | 37 | 38 | 39 | 40 | 41 | 42 | 43 | 44 | 45 | 46 | 47 | 48 | 49 | 50 | 51 | 52
41 | KF1 | Laminar Banch | Maint/MJ/KF- LAB1/LB/23-24 | Micro filt | xxxxx | xxxxx | 900w | PIR-2 | 1 | 2 | 3 | 4 | 5 | 6 | 7 | 8 | 9 | 10 | 11 | 12 | 13 | 14 | 15 | 16 | 17 | 18 | 19 | 20 | 21 | 22 | 23 | 24 | 25 | 26 | 27 | 28 | 29 | 30 | 31 | 32 | 33 | 34 | 35 | 36 | 37 | 38 | 39 | 40 | 41 | 42 | 43 | 44 | 45 | 46 | 47 | 48 | 49 | 50 | 51 | 52
42 | KF1 | Laminar Banch | Maint/MJ/KF- LAB1/LB/25-26 | Micro filt | xxxxx | xxxxx | 900w | PIR-2 | 1 | 2 | 3 | 4 | 5 | 6 | 7 | 8 | 9 | 10 | 11 | 12 | 13 | 14 | 15 | 16 | 17 | 18 | 19 | 20 | 21 | 22 | 23 | 24 | 25 | 26 | 27 | 28 | 29 | 30 | 31 | 32 | 33 | 34 | 35 | 36 | 37 | 38 | 39 | 40 | 41 | 42 | 43 | 44 | 45 | 46 | 47 | 48 | 49 | 50 | 51 | 52
43 | KF1 | Laminar Banch | Maint/MJ/KF- LAB1/LB/27-28 | Micro filt | xxxxx | xxxxx | 900w | PIR-2 | 1 | 2 | 3 | 4 | 5 | 6 | 7 | 8 | 9 | 10 | 11 | 12 | 13 | 14 | 15 | 16 | 17 | 18 | 19 | 20 | 21 | 22 | 23 | 24 | 25 | 26 | 27 | 28 | 29 | 30 | 31 | 32 | 33 | 34 | 35 | 36 | 37 | 38 | 39 | 40 | 41 | 42 | 43 | 44 | 45 | 46 | 47 | 48 | 49 | 50 | 51 | 52
44 | KF1 | Laminar Banch | Maint/MJ/KF- LAB1/LB/29-30 | Micro filt | xxxxx | xxxxx | 900w | PIR-2 | 1 | 2 | 3 | 4 | 5 | 6 | 7 | 8 | 9 | 10 | 11 | 12 | 13 | 14 | 15 | 16 | 17 | 18 | 19 | 20 | 21 | 22 | 23 | 24 | 25 | 26 | 27 | 28 | 29 | 30 | 31 | 32 | 33 | 34 | 35 | 36 | 37 | 38 | 39 | 40 | 41 | 42 | 43 | 44 | 45 | 46 | 47 | 48 | 49 | 50 | 51 | 52
45 | KF1 | Laminar Banch | Maint/MJ/KF- LAB1/LB/31-32 | Micro filt | xxxxx | xxxxx | 900w | PIR-2 | 1 | 2 | 3 | 4 | 5 | 6 | 7 | 8 | 9 | 10 | 11 | 12 | 13 | 14 | 15 | 16 | 17 | 18 | 19 | 20 | 21 | 22 | 23 | 24 | 25 | 26 | 27 | 28 | 29 | 30 | 31 | 32 | 33 | 34 | 35 | 36 | 37 | 38 | 39 | 40 | 41 | 42 | 43 | 44 | 45 | 46 | 47 | 48 | 49 | 50 | 51 | 52
46 | KF1 | Laminar Banch | Maint/MJ/KF- LAB1/LB/33-34 | Micro filt | xxxxx | xxxxx | 900w | PIR-2 | 1 | 2 | 3 | 4 | 5 | 6 | 7 | 8 | 9 | 10 | 11 | 12 | 13 | 14 | 15 | 16 | 17 | 18 | 19 | 20 | 21 | 22 | 23 | 24 | 25 | 26 | 27 | 28 | 29 | 30 | 31 | 32 | 33 | 34 | 35 | 36 | 37 | 38 | 39 | 40 | 41 | 42 | 43 | 44 | 45 | 46 | 47 | 48 | 49 | 50 | 51 | 52
47 | KF1 | Laminar Banch | Maint/MJ/KF- LAB1/LB/35-36 | Micro filt | xxxxx | xxxxx | 900w | PIR-2 | 1 | 2 | 3 | 4 | 5 | 6 | 7 | 8 | 9 | 10 | 11 | 12 | 13 | 14 | 15 | 16 | 17 | 18 | 19 | 20 | 21 | 22 | 23 | 24 | 25 | 26 | 27 | 28 | 29 | 30 | 31 | 32 | 33 | 34 | 35 | 36 | 37 | 38 | 39 | 40 | 41 | 42 | 43 | 44 | 45 | 46 | 47 | 48 | 49 | 50 | 51 | 52
48 | KF1 | Laminar Banch | Maint/MJ/KF- LAB1/LB/37-38 | Micro filt | xxxxx | xxxxx | 900w | PIR-2 | 1 | 2 | 3 | 4 | 5 | 6 | 7 | 8 | 9 | 10 | 11 | 12 | 13 | 14 | 15 | 16 | 17 | 18 | 19 | 20 | 21 | 22 | 23 | 24 | 25 | 26 | 27 | 28 | 29 | 30 | 31 | 32 | 33 | 34 | 35 | 36 | 37 | 38 | 39 | 40 | 41 | 42 | 43 | 44 | 45 | 46 | 47 | 48 | 49 | 50 | 51 | 52
49 | KF1 | Laminar Banch | Maint/MJ/KF- LAB1/LB/39-40 | Ferro filt | xxxxx | xxxxx | 900w | PIR-3 | 1 | 2 | 3 | 4 | 5 | 6 | 7 | 8 | 9 | 10 | 11 | 12 | 13 | 14 | 15 | 16 | 17 | 18 | 19 | 20 | 21 | 22 | 23 | 24 | 25 | 26 | 27 | 28 | 29 | 30 | 31 | 32 | 33 | 34 | 35 | 36 | 37 | 38 | 39 | 40 | 41 | 42 | 43 | 44 | 45 | 46 | 47 | 48 | 49 | 50 | 51 | 52
50 | KF1 | Laminar Banch | Maint/MJ/KF- LAB1/LB/41-42 | Ferro filt | xxxxx | xxxxx | 900w | PIR-3 | 1 | 2 | 3 | 4 | 5 | 6 | 7 | 8 | 9 | 10 | 11 | 12 | 13 | 14 | 15 | 16 | 17 | 18 | 19 | 20 | 21 | 22 | 23 | 24 | 25 | 26 | 27 | 28 | 29 | 30 | 31 | 32 | 33 | 34 | 35 | 36 | 37 | 38 | 39 | 40 | 41 | 42 | 43 | 44 | 45 | 46 | 47 | 48 | 49 | 50 | 51 | 52
51 | KF1 | Laminar Banch | Maint/MJ/KF- LAB1/LB/43-44 | Ferro filt | xxxxx | xxxxx | 900w | PIR-3 | 1 | 2 | 3 | 4 | 5 | 6 | 7 | 8 | 9 | 10 | 11 | 12 | 13 | 14 | 15 | 16 | 17 | 18 | 19 | 20 | 21 | 22 | 23 | 24 | 25 | 26 | 27 | 28 | 29 | 30 | 31 | 32 | 33 | 34 | 35 | 36 | 37 | 38 | 39 | 40 | 41 | 42 | 43 | 44 | 45 | 46 | 47 | 48 | 49 | 50 | 51 | 52
52 | KF1 | Laminar Banch | Maint/MJ/KF- LAB1/LB/45-46 | Ferro filt | xxxxx | xxxxx | 900w | PIR-3 | 1 | 2 | 3 | 4 | 5 | 6 | 7 | 8 | 9 | 10 | 11 | 12 | 13 | 14 | 15 | 16 | 17 | 18 | 19 | 20 | 21 | 22 | 23 | 24 | 25 | 26 | 27 | 28 | 29 | 30 | 31 | 32 | 33 | 34 | 35 | 36 | 37 | 38 | 39 | 40 | 41 | 42 | 43 | 44 | 45 | 46 | 47 | 48 | 49 | 50 | 51 | 52
53 | KF1 | Laminar Banch | Maint/MJ/KF- LAB1/LB/47-48 | Ferro filt | xxxxx | xxxxx | 900w | PIR-3 | 1 | 2 | 3 | 4 | 5 | 6 | 7 | 8 | 9 | 10 | 11 | 12 | 13 | 14 | 15 | 16 | 17 | 18 | 19 | 20 | 21 | 22 | 23 | 24 | 25 | 26 | 27 | 28 | 29 | 30 | 31 | 32 | 33 | 34 | 35 | 36 | 37 | 38 | 39 | 40 | 41 | 42 | 43 | 44 | 45 | 46 | 47 | 48 | 49 | 50 | 51 | 52
54 | KF1 | Laminar Banch | Maint/MJ/KF- LAB1/LB/49-50 | Ferro filt | xxxxx | xxxxx | 900w | PIR-3 | 1 | 2 | 3 | 4 | 5 | 6 | 7 | 8 | 9 | 10 | 11 | 12 | 13 | 14 | 15 | 16 | 17 | 18 | 19 | 20 | 21 | 22 | 23 | 24 | 25 | 26 | 27 | 28 | 29 | 30 | 31 | 32 | 33 | 34 | 35 | 36 | 37 | 38 | 39 | 40 | 41 | 42 | 43 | 44 | 45 | 46 | 47 | 48 | 49 | 50 | 51 | 52
55 | KF1 | Laminar Banch | Maint/MJ/KF- LAB1/LB/51-52 | Ferro filt | xxxxx | xxxxx | 900w | PIR-3 | 1 | 2 | 3 | 4 | 5 | 6 | 7 | 8 | 9 | 10 | 11 | 12 | 13 | 14 | 15 | 16 | 17 | 18 | 19 | 20 | 21 | 22 | 23 | 24 | 25 | 26 | 27 | 28 | 29 | 30 | 31 | 32 | 33 | 34 | 35 | 36 | 37 | 38 | 39 | 40 | 41 | 42 | 43 | 44 | 45 | 46 | 47 | 48 | 49 | 50 | 51 | 52
56 | KF1 | Laminar Banch | Maint/MJ/KF- LAB1/LB/53-54 | Ferro filt | xxxxx | xxxxx | 900w | PIR-3 | 1 | 2 | 3 | 4 | 5 | 6 | 7 | 8 | 9 | 10 | 11 | 12 | 13 | 14 | 15 | 16 | 17 | 18 | 19 | 20 | 21 | 22 | 23 | 24 | 25 | 26 | 27 | 28 | 29 | 30 | 31 | 32 | 33 | 34 | 35 | 36 | 37 | 38 | 39 | 40 | 41 | 42 | 43 | 44 | 45 | 46 | 47 | 48 | 49 | 50 | 51 | 52
57 | KF1 | Laminar Banch | Maint/MJ/KF- LAB1/LB/55-56 | Ferro filt | xxxxx | xxxxx | 900w | PIR-3 | 1 | 2 | 3 | 4 | 5 | 6 | 7 | 8 | 9 | 10 | 11 | 12 | 13 | 14 | 15 | 16 | 17 | 18 | 19 | 20 | 21 | 22 | 23 | 24 | 25 | 26 | 27 | 28 | 29 | 30 | 31 | 32 | 33 | 34 | 35 | 36 | 37 | 38 | 39 | 40 | 41 | 42 | 43 | 44 | 45 | 46 | 47 | 48 | 49 | 50 | 51 | 52
58 | KF1 | Laminar Banch | Maint/MJ/KF- LAB1/LB/57-58 | Ferro filt | xxxxx | xxxxx | 900w | PIR-3 | 1 | 2 | 3 | 4 | 5 | 6 | 7 | 8 | 9 | 10 | 11 | 12 | 13 | 14 | 15 | 16 | 17 | 18 | 19 | 20 | 21 | 22 | 23 | 24 | 25 | 26 | 27 | 28 | 29 | 30 | 31 | 32 | 33 | 34 | 35 | 36 | 37 | 38 | 39 | 40 | 41 | 42 | 43 | 44 | 45 | 46 | 47 | 48 | 49 | 50 | 51 | 52
59 | KF1 | Laminar Banch | Maint/MJ/KF- LAB1/LB/59-60 | Ferro filt | xxxxx | xxxxx | 900w | PIR-3 | 1 | 2 | 3 | 4 | 5 | 6 | 7 | 8 | 9 | 10 | 11 | 12 | 13 | 14 | 15 | 16 | 17 | 18 | 19 | 20 | 21 | 22 | 23 | 24 | 25 | 26 | 27 | 28 | 29 | 30 | 31 | 32 | 33 | 34 | 35 | 36 | 37 | 38 | 39 | 40 | 41 | 42 | 43 | 44 | 45 | 46 | 47 | 48 | 49 | 50 | 51 | 52
60 | KF1 | Laminar Banch | Maint/MJ/KF- LAB1/LB/61-62 | Ferro filt | xxxxx | xxxxx | 900w | PIR-3 | 1 | 2 | 3 | 4 | 5 | 6 | 7 | 8 | 9 | 10 | 11 | 12 | 13 | 14 | 15 | 16 | 17 | 18 | 19 | 20 | 21 | 22 | 23 | 24 | 25 | 26 | 27 | 28 | 29 | 30 | 31 | 32 | 33 | 34 | 35 | 36 | 37 | 38 | 39 | 40 | 41 | 42 | 43 | 44 | 45 | 46 | 47 | 48 | 49 | 50 | 51 | 52
61 | KF1 | Laminar Banch | Maint/MJ/KF- LAB1/LB/63-64 | Ferro filt | xxxxx | xxxxx | 900w | PIR-3 | 1 | 2 | 3 | 4 | 5 | 6 | 7 | 8 | 9 | 10 | 11 | 12 | 13 | 14 | 15 | 16 | 17 | 18 | 19 | 20 | 21 | 22 | 23 | 24 | 25 | 26 | 27 | 28 | 29 | 30 | 31 | 32 | 33 | 34 | 35 | 36 | 37 | 38 | 39 | 40 | 41 | 42 | 43 | 44 | 45 | 46 | 47 | 48 | 49 | 50 | 51 | 52
62 | KF1 | Laminar Banch | Maint/MJ/KF- LAB1/LB/65-66 | Ferro filt | xxxxx | xxxxx | 900w | PIR-3 | 1 | 2 | 3 | 4 | 5 | 6 | 7 | 8 | 9 | 10 | 11 | 12 | 13 | 14 | 15 | 16 | 17 | 18 | 19 | 20 | 21 | 22 | 23 | 24 | 25 | 26 | 27 | 28 | 29 | 30 | 31 | 32 | 33 | 34 | 35 | 36 | 37 | 38 | 39 | 40 | 41 | 42 | 43 | 44 | 45 | 46 | 47 | 48 | 49 | 50 | 51 | 52
63 | KF1 | Laminar Banch | Maint/MJ/KF- LAB1/LB/67-68 | Ferro filt | xxxxx | xxxxx | 900w | PIR-3 | 1 | 2 | 3 | 4 | 5 | 6 | 7 | 8 | 9 | 10 | 11 | 12 | 13 | 14 | 15 | 16 | 17 | 18 | 19 | 20 | 21 | 22 | 23 | 24 | 25 | 26 | 27 | 28 | 29 | 30 | 31 | 32 | 33 | 34 | 35 | 36 | 37 | 38 | 39 | 40 | 41 | 42 | 43 | 44 | 45 | 46 | 47 | 48 | 49 | 50 | 51 | 52
64 | KF1 | Laminar Banch | Maint/MJ/KF- LAB1/LB/69-70 | Ferro filt | xxxxx | xxxxx | 900w | PIR-3 | 1 | 2 | 3 | 4 | 5 | 6 | 7 | 8 | 9 | 10 | 11 | 12 | 13 | 14 | 15 | 16 | 17 | 18 | 19 | 20 | 21 | 22 | 23 | 24 | 25 | 26 | 27 | 28 | 29 | 30 | 31 | 32 | 33 | 34 | 35 | 36 | 37 | 38 | 39 | 40 | 41 | 42 | 43 | 44 | 45 | 46 | 47 | 48 | 49 | 50 | 51 | 52
65 | KF1 | Laminar Banch | Maint/MJ/KF- LAB1/LB/71-72 | Ferro filt | xxxxx | xxxxx | 900w | PIR-3 | 1 | 2 | 3 | 4 | 5 | 6 | 7 | 8 | 9 | 10 | 11 | 12 | 13 | 14 | 15 | 16 | 17 | 18 | 19 | 20 | 21 | 22 | 23 | 24 | 25 | 26 | 27 | 28 | 29 | 30 | 31 | 32 | 33 | 34 | 35 | 36 | 37 | 38 | 39 | 40 | 41 | 42 | 43 | 44 | 45 | 46 | 47 | 48 | 49 | 50 | 51 | 52
66 | KF1 | Laminar Banch | Maint/MJ/KF- LAB1/LB/73-74 | Ferro filt | xxxxx | xxxxx | 900w | PIR-3 | 1 | 2 | 3 | 4 | 5 | 6 | 7 | 8 | 9 | 10 | 11 | 12 | 13 | 14 | 15 | 16 | 17 | 18 | 19 | 20 | 21 | 22 | 23 | 24 | 25 | 26 | 27 | 28 | 29 | 30 | 31 | 32 | 33 | 34 | 35 | 36 | 37 | 38 | 39 | 40 | 41 | 42 | 43 | 44 | 45 | 46 | 47 | 48 | 49 | 50 | 51 | 52
67 | KF1 | Laminar Banch | Maint/MJ/KF- LAB1/LB/75-76 | Ferro filt | xxxxx | xxxxx | 900w | PIR-3 | 1 | 2 | 3 | 4 | 5 | 6 | 7 | 8 | 9 | 10 | 11 | 12 | 13 | 14 | 15 | 16 | 17 | 18 | 19 | 20 | 21 | 22 | 23 | 24 | 25 | 26 | 27 | 28 | 29 | 30 | 31 | 32 | 33 | 34 | 35 | 36 | 37 | 38 | 39 | 40 | 41 | 42 | 43 | 44 | 45 | 46 | 47 | 48 | 49 | 50 | 51 | 52
68 | KF1 | Laminar Banch | Maint/MJ/KF- LAB1/LB/77-78 | Ferro filt | xxxxx | xxxxx | 900w | PIR-3 | 1 | 2 | 3 | 4 | 5 | 6 | 7 | 8 | 9 | 10 | 11 | 12 | 13 | 14 | 15 | 16 | 17 | 18 | 19 | 20 | 21 | 22 | 23 | 24 | 25 | 26 | 27 | 28 | 29 | 30 | 31 | 32 | 33 | 34 | 35 | 36 | 37 | 38 | 39 | 40 | 41 | 42 | 43 | 44 | 45 | 46 | 47 | 48 | 49 | 50 | 51 | 52
69 | KF1 | Laminar Banch | Maint/MJ/KF- LAB1/LB/79-80 | Ferro filt | xxxxx | xxxxx | 900w | PIR-3 | 1 | 2 | 3 | 4 | 5 | 6 | 7 | 8 | 9 | 10 | 11 | 12 | 13 | 14 | 15 | 16 | 17 | 18 | 19 | 20 | 21 | 22 | 23 | 24 | 25 | 26 | 27 | 28 | 29 | 30 | 31 | 32 | 33 | 34 | 35 | 36 | 37 | 38 | 39 | 40 | 41 | 42 | 43 | 44 | 45 | 46 | 47 | 48 | 49 | 50 | 51 | 52
70 | KF1 | Laminar Banch | Maint/MJ/KF- LAB1/LB/81 | PHEROH | xxxxx | xxxxx | 900w | DB PIR | 1 | 2 | 3 | 4 | 5 | 6 | 7 | 8 | 9 | 10 | 11 | 12 | 13 | 14 | 15 | 16 | 17 | 18 | 19 | 20 | 21 | 22 | 23 | 24 | 25 | 26 | 27 | 28 | 29 | 30 | 31 | 32 | 33 | 34 | 35 | 36 | 37 | 38 | 39 | 40 | 41 | 42 | 43 | 44 | 45 | 46 | 47 | 48 | 49 | 50 | 51 | 52
71 | KF1 | Laminar Banch | Maint/MJ/KF- LAB1/LB/82 | PHEROH | xxxxx | xxxxx | 900w | DB PIR | 1 | 2 | 3 | 4 | 5 | 6 | 7 | 8 | 9 | 10 | 11 | 12 | 13 | 14 | 15 | 16 | 17 | 18 | 19 | 20 | 21 | 22 | 23 | 24 | 25 | 26 | 27 | 28 | 29 | 30 | 31 | 32 | 33 | 34 | 35 | 36 | 37 | 38 | 39 | 40 | 41 | 42 | 43 | 44 | 45 | 46 | 47 | 48 | 49 | 50 | 51 | 52
72 | KF1 | Laminar Banch | Maint/MJ/KF- LAB1/LB/83 | PHEROH | xxxxx | xxxxx | 900w | DB PIR | 1 | 2 | 3 | 4 | 5 | 6 | 7 | 8 | 9 | 10 | 11 | 12 | 13 | 14 | 15 | 16 | 17 | 18 | 19 | 20 | 21 | 22 | 23 | 24 | 25 | 26 | 27 | 28 | 29 | 30 | 31 | 32 | 33 | 34 | 35 | 36 | 37 | 38 | 39 | 40 | 41 | 42 | 43 | 44 | 45 | 46 | 47 | 48 | 49 | 50 | 51 | 52
73 | KF1 | Laminar Banch | Maint/MJ/KF- LAB1/LB/84 | PHEROH | xxxxx | xxxxx | 900w | DB PIR | 1 | 2 | 3 | 4 | 5 | 6 | 7 | 8 | 9 | 10 | 11 | 12 | 13 | 14 | 15 | 16 | 17 | 18 | 19 | 20 | 21 | 22 | 23 | 24 | 25 | 26 | 27 | 28 | 29 | 30 | 31 | 32 | 33 | 34 | 35 | 36 | 37 | 38 | 39 | 40 | 41 | 42 | 43 | 44 | 45 | 46 | 47 | 48 | 49 | 50 | 51 | 52
74 | KF1 | Laminar Banch | Maint/MJ/KF- LAB1/LB/85 | PHEROH | xxxxx | xxxxx | 900w | DB PIR | 1 | 2 | 3 | 4 | 5 | 6 | 7 | 8 | 9 | 10 | 11 | 12 | 13 | 14 | 15 | 16 | 17 | 18 | 19 | 20 | 21 | 22 | 23 | 24 | 25 | 26 | 27 | 28 | 29 | 30 | 31 | 32 | 33 | 34 | 35 | 36 | 37 | 38 | 39 | 40 | 41 | 42 | 43 | 44 | 45 | 46 | 47 | 48 | 49 | 50 | 51 | 52
75 | KF1 | Laminar Banch | Maint/MJ/KF- LAB1/LB/86 | PHEROH | xxxxx | xxxxx | 900w | DB PIR | 1 | 2 | 3 | 4 | 5 | 6 | 7 | 8 | 9 | 10 | 11 | 12 | 13 | 14 | 15 | 16 | 17 | 18 | 19 | 20 | 21 | 22 | 23 | 24 | 25 | 26 | 27 | 28 | 29 | 30 | 31 | 32 | 33 | 34 | 35 | 36 | 37 | 38 | 39 | 40 | 41 | 42 | 43 | 44 | 45 | 46 | 47 | 48 | 49 | 50 | 51 | 52
76 | KF1 | Laminar Banch | Maint/MJ/KF- LAB1/LB/87 | PHEROH | xxxxx | xxxxx | 900w | DB PIR | 1 | 2 | 3 | 4 | 5 | 6 | 7 | 8 | 9 | 10 | 11 | 12 | 13 | 14 | 15 | 16 | 17 | 18 | 19 | 20 | 21 | 22 | 23 | 24 | 25 | 26 | 27 | 28 | 29 | 30 | 31 | 32 | 33 | 34 | 35 | 36 | 37 | 38 | 39 | 40 | 41 | 42 | 43 | 44 | 45 | 46 | 47 | 48 | 49 | 50 | 51 | 52
77 | KF1 | Laminar Banch | Maint/MJ/KF- LAB1/LB/88 | PHEROH | xxxxx | xxxxx | 900w | DB PIR | 1 | 2 | 3 | 4 | 5 | 6 | 7 | 8 | 9 | 10 | 11 | 12 | 13 | 14 | 15 | 16 | 17 | 18 | 19 | 20 | 21 | 22 | 23 | 24 | 25 | 26 | 27 | 28 | 29 | 30 | 31 | 32 | 33 | 34 | 35 | 36 | 37 | 38 | 39 | 40 | 41 | 42 | 43 | 44 | 45 | 46 | 47 | 48 | 49 | 50 | 51 | 52
78 | KF1 | Laminar Banch | Maint/MJ/KF- LAB1/LB/89-90 | PHEROH | xxxxx | xxxxx | 900w | INI PIR | 1 | 2 | 3 | 4 | 5 | 6 | 7 | 8 | 9 | 10 | 11 | 12 | 13 | 14 | 15 | 16 | 17 | 18 | 19 | 20 | 21 | 22 | 23 | 24 | 25 | 26 | 27 | 28 | 29 | 30 | 31 | 32 | 33 | 34 | 35 | 36 | 37 | 38 | 39 | 40 | 41 | 42 | 43 | 44 | 45 | 46 | 47 | 48 | 49 | 50 | 51 | 52
79 | KF1 | Laminar Banch | Maint/MJ/KF- LAB1/LB/91-92 | PHEROH | xxxxx | xxxxx | 900w | INI PIR | 1 | 2 | 3 | 4 | 5 | 6 | 7 | 8 | 9 | 10 | 11 | 12 | 13 | 14 | 15 | 16 | 17 | 18 | 19 | 20 | 21 | 22 | 23 | 24 | 25 | 26 | 27 | 28 | 29 | 30 | 31 | 32 | 33 | 34 | 35 | 36 | 37 | 38 | 39 | 40 | 41 | 42 | 43 | 44 | 45 | 46 | 47 | 48 | 49 | 50 | 51 | 52
80 | KF1 | Laminar Banch | Maint/MJ/KF- LAB1/LB/93-94 | PHEROH | xxxxx | xxxxx | 900w | INI PIR | 1 | 2 | 3 | 4 | 5 | 6 | 7 | 8 | 9 | 10 | 11 | 12 | 13 | 14 | 15 | 16 | 17 | 18 | 19 | 20 | 21 | 22 | 23 | 24 | 25 | 26 | 27 | 28 | 29 | 30 | 31 | 32 | 33 | 34 | 35 | 36 | 37 | 38 | 39 | 40 | 41 | 42 | 43 | 44 | 45 | 46 | 47 | 48 | 49 | 50 | 51 | 52
81 | KF1 | Laminar Banch | Maint/MJ/KF- LAB1/LB/95-96 | PHEROH | xxxxx | xxxxx | 900w | INI PIR | 1 | 2 | 3 | 4 | 5 | 6 | 7 | 8 | 9 | 10 | 11 | 12 | 13 | 14 | 15 | 16 | 17 | 18 | 19 | 20 | 21 | 22 | 23 | 24 | 25 | 26 | 27 | 28 | 29 | 30 | 31 | 32 | 33 | 34 | 35 | 36 | 37 | 38 | 39 | 40 | 41 | 42 | 43 | 44 | 45 | 46 | 47 | 48 | 49 | 50 | 51 | 52
82 | KF1 | Laminar Banch | Maint/MJ/KF- LAB1/LB/97-98 | Ferro filt | xxxxx | xxxxx | 900w | PIR-4 | 1 | 2 | 3 | 4 | 5 | 6 | 7 | 8 | 9 | 10 | 11 | 12 | 13 | 14 | 15 | 16 | 17 | 18 | 19 | 20 | 21 | 22 | 23 | 24 | 25 | 26 | 27 | 28 | 29 | 30 | 31 | 32 | 33 | 34 | 35 | 36 | 37 | 38 | 39 | 40 | 41 | 42 | 43 | 44 | 45 | 46 | 47 | 48 | 49 | 50 | 51 | 52
83 | KF1 | Laminar Banch | Maint/MJ/KF- LAB1/LB/99-100 | Ferro filt | xxxxx | xxxxx | 900w | PIR-4 | 1 | 2 | 3 | 4 | 5 | 6 | 7 | 8 | 9 | 10 | 11 | 12 | 13 | 14 | 15 | 16 | 17 | 18 | 19 | 20 | 21 | 22 | 23 | 24 | 25 | 26 | 27 | 28 | 29 | 30 | 31 | 32 | 33 | 34 | 35 | 36 | 37 | 38 | 39 | 40 | 41 | 42 | 43 | 44 | 45 | 46 | 47 | 48 | 49 | 50 | 51 | 52
84 | KF1 | Laminar Banch | Maint/MJ/KF- LAB1/LB/101-102 | Ferro filt | xxxxx | xxxxx | 900w | PIR-4 | 1 | 2 | 3 | 4 | 5 | 6 | 7 | 8 | 9 | 10 | 11 | 12 | 13 | 14 | 15 | 16 | 17 | 18 | 19 | 20 | 21 | 22 | 23 | 24 | 25 | 26 | 27 | 28 | 29 | 30 | 31 | 32 | 33 | 34 | 35 | 36 | 37 | 38 | 39 | 40 | 41 | 42 | 43 | 44 | 45 | 46 | 47 | 48 | 49 | 50 | 51 | 52
85 | KF1 | Laminar Banch | Maint/MJ/KF- LAB1/LB/103-104 | Ferro filt | xxxxx | xxxxx | 900w | PIR-4 | 1 | 2 | 3 | 4 | 5 | 6 | 7 | 8 | 9 | 10 | 11 | 12 | 13 | 14 | 15 | 16 | 17 | 18 | 19 | 20 | 21 | 22 | 23 | 24 | 25 | 26 | 27 | 28 | 29 | 30 | 31 | 32 | 33 | 34 | 35 | 36 | 37 | 38 | 39 | 40 | 41 | 42 | 43 | 44 | 45 | 46 | 47 | 48 | 49 | 50 | 51 | 52
86 | AC Department | Fan coil Unit | Maint/MJ/KF- LAB1/FCU/01 | Carrier | 42NZ75 | xxxxx | 2TR | PIR-1 | 1 | 2 | 3 | 4 | 5 | 6 | 7 | 8 | 9 | 10 | 11 | 12 | 13 | 14 | 15 | 16 | 17 | 18 | 19 | 20 | 21 | 22 | 23 | 24 | 25 | 26 | 27 | 28 | 29 | 30 | 31 | 32 | 33 | 34 | 35 | 36 | 37 | 38 | 39 | 40 | 41 | 42 | 43 | 44 | 45 | 46 | 47 | 48 | 49 | 50 | 51 | 52
87 | AC Department | Fan coil Unit | Maint/MJ/KF- LAB1/FCU/02 | Carrier | 42NZ75 | xxxxx | 2TR | PIR-1 | 1 | 2 | 3 | 4 | 5 | 6 | 7 | 8 | 9 | 10 | 11 | 12 | 13 | 14 | 15 | 16 | 17 | 18 | 19 | 20 | 21 | 22 | 23 | 24 | 25 | 26 | 27 | 28 | 29 | 30 | 31 | 32 | 33 | 34 | 35 | 36 | 37 | 38 | 39 | 40 | 41 | 42 | 43 | 44 | 45 | 46 | 47 | 48 | 49 | 50 | 51 | 52
88 | AC Department | Fan coil Unit | Maint/MJ/KF- LAB1/FCU/03 | Carrier | 42NZ75 | xxxxx | 2TR | PIR-1 | 1 | 2 | 3 | 4 | 5 | 6 | 7 | 8 | 9 | 10 | 11 | 12 | 13 | 14 | 15 | 16 | 17 | 18 | 19 | 20 | 21 | 22 | 23 | 24 | 25 | 26 | 27 | 28 | 29 | 30 | 31 | 32 | 33 | 34 | 35 | 36 | 37 | 38 | 39 | 40 | 41 | 42 | 43 | 44 | 45 | 46 | 47 | 48 | 49 | 50 | 51 | 52
89 | AC Department | Fan coil Unit | Maint/MJ/KF- LAB1/FCU/04 | Carrier | 42NZ75 | xxxxx | 2TR | PIR-2 | 1 | 2 | 3 | 4 | 5 | 6 | 7 | 8 | 9 | 10 | 11 | 12 | 13 | 14 | 15 | 16 | 17 | 18 | 19 | 20 | 21 | 22 | 23 | 24 | 25 | 26 | 27 | 28 | 29 | 30 | 31 | 32 | 33 | 34 | 35 | 36 | 37 | 38 | 39 | 40 | 41 | 42 | 43 | 44 | 45 | 46 | 47 | 48 | 49 | 50 | 51 | 52
90 | AC Department | Fan coil Unit | Maint/MJ/KF- LAB1/FCU/05 | Carrier | 42NZ75 | xxxxx | 2TR | PIR-2 | 1 | 2 | 3 | 4 | 5 | 6 | 7 | 8 | 9 | 10 | 11 | 12 | 13 | 14 | 15 | 16 | 17 | 18 | 19 | 20 | 21 | 22 | 23 | 24 | 25 | 26 | 27 | 28 | 29 | 30 | 31 | 32 | 33 | 34 | 35 | 36 | 37 | 38 | 39 | 40 | 41 | 42 | 43 | 44 | 45 | 46 | 47 | 48 | 49 | 50 | 51 | 52
91 | AC Department | Fan coil Unit | Maint/MJ/KF- LAB1/FCU/06 | Carrier | 42NZ75 | xxxxx | 2TR | PIR-2 | 1 | 2 | 3 | 4 | 5 | 6 | 7 | 8 | 9 | 10 | 11 | 12 | 13 | 14 | 15 | 16 | 17 | 18 | 19 | 20 | 21 | 22 | 23 | 24 | 25 | 26 | 27 | 28 | 29 | 30 | 31 | 32 | 33 | 34 | 35 | 36 | 37 | 38 | 39 | 40 | 41 | 42 | 43 | 44 | 45 | 46 | 47 | 48 | 49 | 50 | 51 | 52
92 | AC Department | Fan coil Unit | Maint/MJ/KF- LAB1/FCU/07 | Carrier | 42NZ75 | xxxxx | 2TR | PIR-2 | 1 | 2 | 3 | 4 | 5 | 6 | 7 | 8 | 9 | 10 | 11 | 12 | 13 | 14 | 15 | 16 | 17 | 18 | 19 | 20 | 21 | 22 | 23 | 24 | 25 | 26 | 27 | 28 | 29 | 30 | 31 | 32 | 33 | 34 | 35 | 36 | 37 | 38 | 39 | 40 | 41 | 42 | 43 | 44 | 45 | 46 | 47 | 48 | 49 | 50 | 51 | 52
93 | AC Department | Fan coil Unit | Maint/MJ/KF- LAB1/FCU/08 | Carrier | 42NZ75 | xxxxx | 2TR | PIR-3 | 1 | 2 | 3 | 4 | 5 | 6 | 7 | 8 | 9 | 10 | 11 | 12 | 13 | 14 | 15 | 16 | 17 | 18 | 19 | 20 | 21 | 22 | 23 | 24 | 25 | 26 | 27 | 28 | 29 | 30 | 31 | 32 | 33 | 34 | 35 | 36 | 37 | 38 | 39 | 40 | 41 | 42 | 43 | 44 | 45 | 46 | 47 | 48 | 49 | 50 | 51 | 52
94 | AC Department | Fan coil Unit | Maint/MJ/KF- LAB1/FCU/09 | Carrier | 42NZ75 | xxxxx | 2TR | PIR-3 | 1 | 2 | 3 | 4 | 5 | 6 | 7 | 8 | 9 | 10 | 11 | 12 | 13 | 14 | 15 | 16 | 17 | 18 | 19 | 20 | 21 | 22 | 23 | 24 | 25 | 26 | 27 | 28 | 29 | 30 | 31 | 32 | 33 | 34 | 35 | 36 | 37 | 38 | 39 | 40 | 41 | 42 | 43 | 44 | 45 | 46 | 47 | 48 | 49 | 50 | 51 | 52
95 | AC Department | Fan coil Unit | Maint/MJ/KF- LAB1/FCU/010 | Carrier | 42NZ75 | xxxxx | 2TR | PIR-3 | 1 | 2 | 3 | 4 | 5 | 6 | 7 | 8 | 9 | 10 | 11 | 12 | 13 | 14 | 15 | 16 | 17 | 18 | 19 | 20 | 21 | 22 | 23 | 24 | 25 | 26 | 27 | 28 | 29 | 30 | 31 | 32 | 33 | 34 | 35 | 36 | 37 | 38 | 39 | 40 | 41 | 42 | 43 | 44 | 45 | 46 | 47 | 48 | 49 | 50 | 51 | 52
96 | AC Department | Fan coil Unit | Maint/MJ/KF- LAB1/FCU/11 | Carrier | 42NZ75 | xxxxx | 2TR | PIR-3 | 1 | 2 | 3 | 4 | 5 | 6 | 7 | 8 | 9 | 10 | 11 | 12 | 13 | 14 | 15 | 16 | 17 | 18 | 19 | 20 | 21 | 22 | 23 | 24 | 25 | 26 | 27 | 28 | 29 | 30 | 31 | 32 | 33 | 34 | 35 | 36 | 37 | 38 | 39 | 40 | 41 | 42 | 43 | 44 | 45 | 46 | 47 | 48 | 49 | 50 | 51 | 52
97 | AC Department | Fan coil Unit | Maint/MJ/KF- LAB1/FCU/12 | Carrier | 42NZ75 | xxxxx | 2TR | PIR-3 | 1 | 2 | 3 | 4 | 5 | 6 | 7 | 8 | 9 | 10 | 11 | 12 | 13 | 14 | 15 | 16 | 17 | 18 | 19 | 20 | 21 | 22 | 23 | 24 | 25 | 26 | 27 | 28 | 29 | 30 | 31 | 32 | 33 | 34 | 35 | 36 | 37 | 38 | 39 | 40 | 41 | 42 | 43 | 44 | 45 | 46 | 47 | 48 | 49 | 50 | 51 | 52
98 | AC Department | Fan coil Unit | Maint/MJ/KF- LAB1/FCU/13 | Carrier | 42NZ75 | xxxxx | 2TR | PIR-3 | 1 | 2 | 3 | 4 | 5 | 6 | 7 | 8 | 9 | 10 | 11 | 12 | 13 | 14 | 15 | 16 | 17 | 18 | 19 | 20 | 21 | 22 | 23 | 24 | 25 | 26 | 27 | 28 | 29 | 30 | 31 | 32 | 33 | 34 | 35 | 36 | 37 | 38 | 39 | 40 | 41 | 42 | 43 | 44 | 45 | 46 | 47 | 48 | 49 | 50 | 51 | 52
99 | AC Department | Fan coil Unit | Maint/MJ/KF- LAB1/FCU/14 | Zeco | xxxxx | xxxxx | 2TR | INI PIR 1 | 1 | 2 | 3 | 4 | 5 | 6 | 7 | 8 | 9 | 10 | 11 | 12 | 13 | 14 | 15 | 16 | 17 | 18 | 19 | 20 | 21 | 22 | 23 | 24 | 25 | 26 | 27 | 28 | 29 | 30 | 31 | 32 | 33 | 34 | 35 | 36 | 37 | 38 | 39 | 40 | 41 | 42 | 43 | 44 | 45 | 46 | 47 | 48 | 49 | 50 | 51 | 52
100 | AC Department | Fan coil Unit | Maint/MJ/KF- LAB1/FCU/15 | Zeco | xxxxx | xxxxx | 2TR | INI PIR 1 | 1 | 2 | 3 | 4 | 5 | 6 | 7 | 8 | 9 | 10 | 11 | 12 | 13 | 14 | 15 | 16 | 17 | 18 | 19 | 20 | 21 | 22 | 23 | 24 | 25 | 26 | 27 | 28 | 29 | 30 | 31 | 32 | 33 | 34 | 35 | 36 | 37 | 38 | 39 | 40 | 41 | 42 | 43 | 44 | 45 | 46 | 47 | 48 | 49 | 50 | 51 | 52
101 | AC Department | Fan coil Unit | Maint/MJ/KF- LAB1/FCU/16 | Zeco | xxxxx | xxxxx | 2TR | DB PIR | 1 | 2 | 3 | 4 | 5 | 6 | 7 | 8 | 9 | 10 | 11 | 12 | 13 | 14 | 15 | 16 | 17 | 18 | 19 | 20 | 21 | 22 | 23 | 24 | 25 | 26 | 27 | 28 | 29 | 30 | 31 | 32 | 33 | 34 | 35 | 36 | 37 | 38 | 39 | 40 | 41 | 42 | 43 | 44 | 45 | 46 | 47 | 48 | 49 | 50 | 51 | 52
102 | AC Department | Fan coil Unit | Maint/MJ/KF- LAB1/FCU/17 | Zeco | xxxxx | xxxxx | 2TR | DB PIR | 1 | 2 | 3 | 4 | 5 | 6 | 7 | 8 | 9 | 10 | 11 | 12 | 13 | 14 | 15 | 16 | 17 | 18 | 19 | 20 | 21 | 22 | 23 | 24 | 25 | 26 | 27 | 28 | 29 | 30 | 31 | 32 | 33 | 34 | 35 | 36 | 37 | 38 | 39 | 40 | 41 | 42 | 43 | 44 | 45 | 46 | 47 | 48 | 49 | 50 | 51 | 52
103 | AC Department | Fan coil Unit | Maint/MJ/KF- LAB1/FCU/18 | Zeco | xxxxx | xxxxx | 2TR | CONT PIR-4 | 1 | 2 | 3 | 4 | 5 | 6 | 7 | 8 | 9 | 10 | 11 | 12 | 13 | 14 | 15 | 16 | 17 | 18 | 19 | 20 | 21 | 22 | 23 | 24 | 25 | 26 | 27 | 28 | 29 | 30 | 31 | 32 | 33 | 34 | 35 | 36 | 37 | 38 | 39 | 40 | 41 | 42 | 43 | 44 | 45 | 46 | 47 | 48 | 49 | 50 | 51 | 52
104 | AC Department | Fan coil Unit | Maint/MJ/KF- LAB1/FCU/19 | Zeco | xxxxx | xxxxx | 2TR | CONT PIR-4 | 1 | 2 | 3 | 4 | 5 | 6 | 7 | 8 | 9 | 10 | 11 | 12 | 13 | 14 | 15 | 16 | 17 | 18 | 19 | 20 | 21 | 22 | 23 | 24 | 25 | 26 | 27 | 28 | 29 | 30 | 31 | 32 | 33 | 34 | 35 | 36 | 37 | 38 | 39 | 40 | 41 | 42 | 43 | 44 | 45 | 46 | 47 | 48 | 49 | 50 | 51 | 52
105 | AC Department | Fan coil Unit | Maint/MJ/KF- LAB1/FCU/20 | Carrier | 42NZ75 | xxxxx | 1TR | PIR Crd | 1 | 2 | 3 | 4 | 5 | 6 | 7 | 8 | 9 | 10 | 11 | 12 | 13 | 14 | 15 | 16 | 17 | 18 | 19 | 20 | 21 | 22 | 23 | 24 | 25 | 26 | 27 | 28 | 29 | 30 | 31 | 32 | 33 | 34 | 35 | 36 | 37 | 38 | 39 | 40 | 41 | 42 | 43 | 44 | 45 | 46 | 47 | 48 | 49 | 50 | 51 | 52
106 | AC Department | Fan coil Unit | Maint/MJ/KF- LAB1/FCU/21 | Carrier | 42NZ75 | xxxxx | 2TR | Lab Mgr R | 1 | 2 | 3 | 4 | 5 | 6 | 7 | 8 | 9 | 10 | 11 | 12 | 13 | 14 | 15 | 16 | 17 | 18 | 19 | 20 | 21 | 22 | 23 | 24 | 25 | 26 | 27 | 28 | 29 | 30 | 31 | 32 | 33 | 34 | 35 | 36 | 37 | 38 | 39 | 40 | 41 | 42 | 43 | 44 | 45 | 46 | 47 | 48 | 49 | 50 | 51 | 52
107 | AC Department | Fan coil Unit | Maint/MJ/KF- LAB1/FCU/22 | Carrier | xxxxx | 56514-05 | 2TR | PGR-1 | 1 | 2 | 3 | 4 | 5 | 6 | 7 | 8 | 9 | 10 | 11 | 12 | 13 | 14 | 15 | 16 | 17 | 18 | 19 | 20 | 21 | 22 | 23 | 24 | 25 | 26 | 27 | 28 | 29 | 30 | 31 | 32 | 33 | 34 | 35 | 36 | 37 | 38 | 39 | 40 | 41 | 42 | 43 | 44 | 45 | 46 | 47 | 48 | 49 | 50 | 51 | 52
108 | AC Department | Fan coil Unit | Maint/MJ/KF- LAB1/FCU/23 | Carrier | xxxxx | 56514-06 | 2TR | PGR-1 | 1 | 2 | 3 | 4 | 5 | 6 | 7 | 8 | 9 | 10 | 11 | 12 | 13 | 14 | 15 | 16 | 17 | 18 | 19 | 20 | 21 | 22 | 23 | 24 | 25 | 26 | 27 | 28 | 29 | 30 | 31 | 32 | 33 | 34 | 35 | 36 | 37 | 38 | 39 | 40 | 41 | 42 | 43 | 44 | 45 | 46 | 47 | 48 | 49 | 50 | 51 | 52
109 | AC Department | Fan coil Unit | Maint/MJ/KF- LAB1/FCU/24 | Carrier | xxxxx | 56514-04 | 2TR | PGR-2 | 1 | 2 | 3 | 4 | 5 | 6 | 7 | 8 | 9 | 10 | 11 | 12 | 13 | 14 | 15 | 16 | 17 | 18 | 19 | 20 | 21 | 22 | 23 | 24 | 25 | 26 | 27 | 28 | 29 | 30 | 31 | 32 | 33 | 34 | 35 | 36 | 37 | 38 | 39 | 40 | 41 | 42 | 43 | 44 | 45 | 46 | 47 | 48 | 49 | 50 | 51 | 52
110 | AC Department | Fan coil Unit | Maint/MJ/KF- LAB1/FCU/25 | Carrier | xxxxx | 56514-08 | 2TR | PGR-3 | 1 | 2 | 3 | 4 | 5 | 6 | 7 | 8 | 9 | 10 | 11 | 12 | 13 | 14 | 15 | 16 | 17 | 18 | 19 | 20 | 21 | 22 | 23 | 24 | 25 | 26 | 27 | 28 | 29 | 30 | 31 | 32 | 33 | 34 | 35 | 36 | 37 | 38 | 39 | 40 | 41 | 42 | 43 | 44 | 45 | 46 | 47 | 48 | 49 | 50 | 51 | 52
111 | AC Department | Fan coil Unit | Maint/MJ/KF- LAB1/FCU/26 | Carrier | xxxxx | 56514-03 | 2TR | PGR-3 | 1 | 2 | 3 | 4 | 5 | 6 | 7 | 8 | 9 | 10 | 11 | 12 | 13 | 14 | 15 | 16 | 17 | 18 | 19 | 20 | 21 | 22 | 23 | 24 | 25 | 26 | 27 | 28 | 29 | 30 | 31 | 32 | 33 | 34 | 35 | 36 | 37 | 38 | 39 | 40 | 41 | 42 | 43 | 44 | 45 | 46 | 47 | 48 | 49 | 50 | 51 | 52
112 | AC Department | Fan coil Unit | Maint/MJ/KF- LAB1/FCU/27 | Carrier | xxxxx | 56514-01 | 2TR | PGR-4 | 1 | 2 | 3 | 4 | 5 | 6 | 7 | 8 | 9 | 10 | 11 | 12 | 13 | 14 | 15 | 16 | 17 | 18 | 19 | 20 | 21 | 22 | 23 | 24 | 25 | 26 | 27 | 28 | 29 | 30 | 31 | 32 | 33 | 34 | 35 | 36 | 37 | 38 | 39 | 40 | 41 | 42 | 43 | 44 | 45 | 46 | 47 | 48 | 49 | 50 | 51 | 52
113 | AC Department | Fan coil Unit | Maint/MJ/KF- LAB1/FCU/28 | Carrier | xxxxx | 56514-07 | 2TR | PGR-4 | 1 | 2 | 3 | 4 | 5 | 6 | 7 | 8 | 9 | 10 | 11 | 12 | 13 | 14 | 15 | 16 | 17 | 18 | 19 | 20 | 21 | 22 | 23 | 24 | 25 | 26 | 27 | 28 | 29 | 30 | 31 | 32 | 33 | 34 | 35 | 36 | 37 | 38 | 39 | 40 | 41 | 42 | 43 | 44 | 45 | 46 | 47 | 48 | 49 | 50 | 51 | 52
114 | AC Department | Fan coil Unit | Maint/MJ/KF- LAB1/FCU/29 | Carrier | xxxxx | 79379-01 | 2TR | PGR-5 | 1 | 2 | 3 | 4 | 5 | 6 | 7 | 8 | 9 | 10 | 11 | 12 | 13 | 14 | 15 | 16 | 17 | 18 | 19 | 20 | 21 | 22 | 23 | 24 | 25 | 26 | 27 | 28 | 29 | 30 | 31 | 32 | 33 | 34 | 35 | 36 | 37 | 38 | 39 | 40 | 41 | 42 | 43 | 44 | 45 | 46 | 47 | 48 | 49 | 50 | 51 | 52
115 | AC Department | Fan coil Unit | Maint/MJ/KF- LAB1/FCU/30 | Carrier | xxxxx | 79379-06 | 2TR | PGR-5 | 1 | 2 | 3 | 4 | 5 | 6 | 7 | 8 | 9 | 10 | 11 | 12 | 13 | 14 | 15 | 16 | 17 | 18 | 19 | 20 | 21 | 22 | 23 | 24 | 25 | 26 | 27 | 28 | 29 | 30 | 31 | 32 | 33 | 34 | 35 | 36 | 37 | 38 | 39 | 40 | 41 | 42 | 43 | 44 | 45 | 46 | 47 | 48 | 49 | 50 | 51 | 52
116 | AC Department | Fan coil Unit | Maint/MJ/KF- LAB1/FCU/31 | Carrier | xxxxx | 79379-03 | 2TR | PGR-6 | 1 | 2 | 3 | 4 | 5 | 6 | 7 | 8 | 9 | 10 | 11 | 12 | 13 | 14 | 15 | 16 | 17 | 18 | 19 | 20 | 21 | 22 | 23 | 24 | 25 | 26 | 27 | 28 | 29 | 30 | 31 | 32 | 33 | 34 | 35 | 36 | 37 | 38 | 39 | 40 | 41 | 42 | 43 | 44 | 45 | 46 | 47 | 48 | 49 | 50 | 51 | 52
117 | AC Department | Fan coil Unit | Maint/MJ/KF- LAB1/FCU/32 | Carrier | xxxxx | xxxxx | 2TR | PGR-6 | 1 | 2 | 3 | 4 | 5 | 6 | 7 | 8 | 9 | 10 | 11 | 12 | 13 | 14 | 15 | 16 | 17 | 18 | 19 | 20 | 21 | 22 | 23 | 24 | 25 | 26 | 27 | 28 | 29 | 30 | 31 | 32 | 33 | 34 | 35 | 36 | 37 | 38 | 39 | 40 | 41 | 42 | 43 | 44 | 45 | 46 | 47 | 48 | 49 | 50 | 51 | 52
118 | AC Department | Fan coil Unit | Maint/MJ/KF- LAB1/FCU/33 | Carrier | xxxxx | 79379-04 | 2TR | PGR-7 | 1 | 2 | 3 | 4 | 5 | 6 | 7 | 8 | 9 | 10 | 11 | 12 | 13 | 14 | 15 | 16 | 17 | 18 | 19 | 20 | 21 | 22 | 23 | 24 | 25 | 26 | 27 | 28 | 29 | 30 | 31 | 32 | 33 | 34 | 35 | 36 | 37 | 38 | 39 | 40 | 41 | 42 | 43 | 44 | 45 | 46 | 47 | 48 | 49 | 50 | 51 | 52
119 | AC Department | Fan coil Unit | Maint/MJ/KF- LAB1/FCU/34 | Carrier | xxxxx | 79379-08 | 2TR | PGR-7 | 1 | 2 | 3 | 4 | 5 | 6 | 7 | 8 | 9 | 10 | 11 | 12 | 13 | 14 | 15 | 16 | 17 | 18 | 19 | 20 | 21 | 22 | 23 | 24 | 25 | 26 | 27 | 28 | 29 | 30 | 31 | 32 | 33 | 34 | 35 | 36 | 37 | 38 | 39 | 40 | 41 | 42 | 43 | 44 | 45 | 46 | 47 | 48 | 49 | 50 | 51 | 52
120 | AC Department | Fan coil Unit | Maint/MJ/KF- LAB1/FCU/35 | Carrier | xxxxx | 79379-05 | 2TR | PGR-8 | 1 | 2 | 3 | 4 | 5 | 6 | 7 | 8 | 9 | 10 | 11 | 12 | 13 | 14 | 15 | 16 | 17 | 18 | 19 | 20 | 21 | 22 | 23 | 24 | 25 | 26 | 27 | 28 | 29 | 30 | 31 | 32 | 33 | 34 | 35 | 36 | 37 | 38 | 39 | 40 | 41 | 42 | 43 | 44 | 45 | 46 | 47 | 48 | 49 | 50 | 51 | 52
121 | AC Department | Fan coil Unit | Maint/MJ/KF- LAB1/FCU/36 | Carrier | xxxxx | 79379-02 | 2TR | PGR-8 | 1 | 2 | 3 | 4 | 5 | 6 | 7 | 8 | 9 | 10 | 11 | 12 | 13 | 14 | 15 | 16 | 17 | 18 | 19 | 20 | 21 | 22 | 23 | 24 | 25 | 26 | 27 | 28 | 29 | 30 | 31 | 32 | 33 | 34 | 35 | 36 | 37 | 38 | 39 | 40 | 41 | 42 | 43 | 44 | 45 | 46 | 47 | 48 | 49 | 50 | 51 | 52
122 | AC Department | Fan coil Unit | Maint/MJ/KF- LAB1/FCU/37 | Carrier | 42NZ75 | xxxxx | 2TR | PGR-9 | 1 | 2 | 3 | 4 | 5 | 6 | 7 | 8 | 9 | 10 | 11 | 12 | 13 | 14 | 15 | 16 | 17 | 18 | 19 | 20 | 21 | 22 | 23 | 24 | 25 | 26 | 27 | 28 | 29 | 30 | 31 | 32 | 33 | 34 | 35 | 36 | 37 | 38 | 39 | 40 | 41 | 42 | 43 | 44 | 45 | 46 | 47 | 48 | 49 | 50 | 51 | 52
123 | AC Department | Fan coil Unit | Maint/MJ/KF- LAB1/FCU/38 | Carrier | 42NZ75 | xxxxx | 2TR | PGR-9 | 1 | 2 | 3 | 4 | 5 | 6 | 7 | 8 | 9 | 10 | 11 | 12 | 13 | 14 | 15 | 16 | 17 | 18 | 19 | 20 | 21 | 22 | 23 | 24 | 25 | 26 | 27 | 28 | 29 | 30 | 31 | 32 | 33 | 34 | 35 | 36 | 37 | 38 | 39 | 40 | 41 | 42 | 43 | 44 | 45 | 46 | 47 | 48 | 49 | 50 | 51 | 52
124 | AC Department | Fan coil Unit | Maint/MJ/KF- LAB1/FCU/39 | Carrier | xxxxx | 79379-05 | 2TR | C PGR | 1 | 2 | 3 | 4 | 5 | 6 | 7 | 8 | 9 | 10 | 11 | 12 | 13 | 14 | 15 | 16 | 17 | 18 | 19 | 20 | 21 | 22 | 23 | 24 | 25 | 26 | 27 | 28 | 29 | 30 | 31 | 32 | 33 | 34 | 35 | 36 | 37 | 38 | 39 | 40 | 41 | 42 | 43 | 44 | 45 | 46 | 47 | 48 | 49 | 50 | 51 | 52
125 | AC Department | Fan coil Unit | Maint/MJ/KF- LAB1/FCU/40 | Carrier | xxxxx | 79379-05 | 2TR | INI PGR-1 | 1 | 2 | 3 | 4 | 5 | 6 | 7 | 8 | 9 | 10 | 11 | 12 | 13 | 14 | 15 | 16 | 17 | 18 | 19 | 20 | 21 | 22 | 23 | 24 | 25 | 26 | 27 | 28 | 29 | 30 | 31 | 32 | 33 | 34 | 35 | 36 | 37 | 38 | 39 | 40 | 41 | 42 | 43 | 44 | 45 | 46 | 47 | 48 | 49 | 50 | 51 | 52
126 | AC Department | Fan coil Unit | Maint/MJ/KF- LAB1/FCU/41 | Carrier | xxxxx | 79379-05 | 2TR | INI PGR-2 | 1 | 2 | 3 | 4 | 5 | 6 | 7 | 8 | 9 | 10 | 11 | 12 | 13 | 14 | 15 | 16 | 17 | 18 | 19 | 20 | 21 | 22 | 23 | 24 | 25 | 26 | 27 | 28 | 29 | 30 | 31 | 32 | 33 | 34 | 35 | 36 | 37 | 38 | 39 | 40 | 41 | 42 | 43 | 44 | 45 | 46 | 47 | 48 | 49 | 50 | 51 | 52
127 | AC Department | Fan coil Unit | Maint/MJ/KF- LAB1/FCU/42 | Carrier | xxxxx | xxxxx | xxxxx | INI PGR -3 | 1 | 2 | 3 | 4 | 5 | 6 | 7 | 8 | 9 | 10 | 11 | 12 | 13 | 14 | 15 | 16 | 17 | 18 | 19 | 20 | 21 | 22 | 23 | 24 | 25 | 26 | 27 | 28 | 29 | 30 | 31 | 32 | 33 | 34 | 35 | 36 | 37 | 38 | 39 | 40 | 41 | 42 | 43 | 44 | 45 | 46 | 47 | 48 | 49 | 50 | 51 | 52
128 | AC Department | Fan coil Unit | Maint/MJ/KF- LAB1/FCU/43 | Carrier | xxxxx | xxxxx | xxxxx | INI PGR -4 | 1 | 2 | 3 | 4 | 5 | 6 | 7 | 8 | 9 | 10 | 11 | 12 | 13 | 14 | 15 | 16 | 17 | 18 | 19 | 20 | 21 | 22 | 23 | 24 | 25 | 26 | 27 | 28 | 29 | 30 | 31 | 32 | 33 | 34 | 35 | 36 | 37 | 38 | 39 | 40 | 41 | 42 | 43 | 44 | 45 | 46 | 47 | 48 | 49 | 50 | 51 | 52
129 | AC Department | Fan coil Unit | Maint/MJ/KF- LAB1/FCU/44 | Zeco | xxxxx | xxxxx | 2TR | INI MSR | 1 | 2 | 3 | 4 | 5 | 6 | 7 | 8 | 9 | 10 | 11 | 12 | 13 | 14 | 15 | 16 | 17 | 18 | 19 | 20 | 21 | 22 | 23 | 24 | 25 | 26 | 27 | 28 | 29 | 30 | 31 | 32 | 33 | 34 | 35 | 36 | 37 | 38 | 39 | 40 | 41 | 42 | 43 | 44 | 45 | 46 | 47 | 48 | 49 | 50 | 51 | 52
130 | AC Department | Fan coil Unit | Maint/MJ/KF- LAB1/FCU/45 | Carrier | 42NZ75 | xxxxx | 1TR | INI PGR Crd | 1 | 2 | 3 | 4 | 5 | 6 | 7 | 8 | 9 | 10 | 11 | 12 | 13 | 14 | 15 | 16 | 17 | 18 | 19 | 20 | 21 | 22 | 23 | 24 | 25 | 26 | 27 | 28 | 29 | 30 | 31 | 32 | 33 | 34 | 35 | 36 | 37 | 38 | 39 | 40 | 41 | 42 | 43 | 44 | 45 | 46 | 47 | 48 | 49 | 50 | 51 | 52
131 | AC Department | Fan coil Unit | Maint/MJ/KF- LAB1/FCU/46 | Carrier | 42NZ75 | xxxxx | 1TR | PGR Crd | 1 | 2 | 3 | 4 | 5 | 6 | 7 | 8 | 9 | 10 | 11 | 12 | 13 | 14 | 15 | 16 | 17 | 18 | 19 | 20 | 21 | 22 | 23 | 24 | 25 | 26 | 27 | 28 | 29 | 30 | 31 | 32 | 33 | 34 | 35 | 36 | 37 | 38 | 39 | 40 | 41 | 42 | 43 | 44 | 45 | 46 | 47 | 48 | 49 | 50 | 51 | 52
132 | AC Department | Fan coil Unit | Maint/MJ/KF- LAB1/FCU/47 | Carrier | 42NZ75 | xxxxx | 1TR | PGR Crd | 1 | 2 | 3 | 4 | 5 | 6 | 7 | 8 | 9 | 10 | 11 | 12 | 13 | 14 | 15 | 16 | 17 | 18 | 19 | 20 | 21 | 22 | 23 | 24 | 25 | 26 | 27 | 28 | 29 | 30 | 31 | 32 | 33 | 34 | 35 | 36 | 37 | 38 | 39 | 40 | 41 | 42 | 43 | 44 | 45 | 46 | 47 | 48 | 49 | 50 | 51 | 52
133 | AC Department | Fan coil Unit | Maint/MJ/KF- LAB1/FCU/48 | Carrier | 42NZ75 | xxxxx | 2TR | MSR | 1 | 2 | 3 | 4 | 5 | 6 | 7 | 8 | 9 | 10 | 11 | 12 | 13 | 14 | 15 | 16 | 17 | 18 | 19 | 20 | 21 | 22 | 23 | 24 | 25 | 26 | 27 | 28 | 29 | 30 | 31 | 32 | 33 | 34 | 35 | 36 | 37 | 38 | 39 | 40 | 41 | 42 | 43 | 44 | 45 | 46 | 47 | 48 | 49 | 50 | 51 | 52
134 | AC Department | Fan coil Unit | Maint/MJ/KF- LAB1/FCU/49 | Carrier | 42NZ75 | xxxxx | 2TR | MSR | 1 | 2 | 3 | 4 | 5 | 6 | 7 | 8 | 9 | 10 | 11 | 12 | 13 | 14 | 15 | 16 | 17 | 18 | 19 | 20 | 21 | 22 | 23 | 24 | 25 | 26 | 27 | 28 | 29 | 30 | 31 | 32 | 33 | 34 | 35 | 36 | 37 | 38 | 39 | 40 | 41 | 42 | 43 | 44 | 45 | 46 | 47 | 48 | 49 | 50 | 51 | 52
135 | AC Department | Fan coil Unit | Maint/MJ/KF- LAB1/FCU/50 | Carrier | 42NZ75 | xxxxx | 2TR | MSR | 1 | 2 | 3 | 4 | 5 | 6 | 7 | 8 | 9 | 10 | 11 | 12 | 13 | 14 | 15 | 16 | 17 | 18 | 19 | 20 | 21 | 22 | 23 | 24 | 25 | 26 | 27 | 28 | 29 | 30 | 31 | 32 | 33 | 34 | 35 | 36 | 37 | 38 | 39 | 40 | 41 | 42 | 43 | 44 | 45 | 46 | 47 | 48 | 49 | 50 | 51 | 52
136 | AC Department | Fan coil Unit | Maint/MJ/KF- LAB1/FCU/51 | Carrier | 42NZ75 | xxxxx | 2TR | MSR | 1 | 2 | 3 | 4 | 5 | 6 | 7 | 8 | 9 | 10 | 11 | 12 | 13 | 14 | 15 | 16 | 17 | 18 | 19 | 20 | 21 | 22 | 23 | 24 | 25 | 26 | 27 | 28 | 29 | 30 | 31 | 32 | 33 | 34 | 35 | 36 | 37 | 38 | 39 | 40 | 41 | 42 | 43 | 44 | 45 | 46 | 47 | 48 | 49 | 50 | 51 | 52
137 | AC Department | Fan coil Unit | Maint/MJ/KF- LAB1/FCU/52 | Carrier | 42NZ75 | xxxxx | 2TR | MSR | 1 | 2 | 3 | 4 | 5 | 6 | 7 | 8 | 9 | 10 | 11 | 12 | 13 | 14 | 15 | 16 | 17 | 18 | 19 | 20 | 21 | 22 | 23 | 24 | 25 | 26 | 27 | 28 | 29 | 30 | 31 | 32 | 33 | 34 | 35 | 36 | 37 | 38 | 39 | 40 | 41 | 42 | 43 | 44 | 45 | 46 | 47 | 48 | 49 | 50 | 51 | 52
138 | AC Department | Fan coil Unit | Maint/MJ/KF- LAB1/FCU/53 | Carrier | 42NZ75 | xxxxx | 2TR | MSR | 1 | 2 | 3 | 4 | 5 | 6 | 7 | 8 | 9 | 10 | 11 | 12 | 13 | 14 | 15 | 16 | 17 | 18 | 19 | 20 | 21 | 22 | 23 | 24 | 25 | 26 | 27 | 28 | 29 | 30 | 31 | 32 | 33 | 34 | 35 | 36 | 37 | 38 | 39 | 40 | 41 | 42 | 43 | 44 | 45 | 46 | 47 | 48 | 49 | 50 | 51 | 52
139 | AC Department | Fan coil Unit | Maint/MJ/KF- LAB1/FCU/54 | Carrier | 42NZ75 | xxxxx | 2TR | ACL -MPR | 1 | 2 | 3 | 4 | 5 | 6 | 7 | 8 | 9 | 10 | 11 | 12 | 13 | 14 | 15 | 16 | 17 | 18 | 19 | 20 | 21 | 22 | 23 | 24 | 25 | 26 | 27 | 28 | 29 | 30 | 31 | 32 | 33 | 34 | 35 | 36 | 37 | 38 | 39 | 40 | 41 | 42 | 43 | 44 | 45 | 46 | 47 | 48 | 49 | 50 | 51 | 52
140 | AC Department | Fan coil Unit | Maint/MJ/KF- LAB1/FCU/55 | Carrier | 42NZ75 | xxxxx | 2TR | ACL -MPR | 1 | 2 | 3 | 4 | 5 | 6 | 7 | 8 | 9 | 10 | 11 | 12 | 13 | 14 | 15 | 16 | 17 | 18 | 19 | 20 | 21 | 22 | 23 | 24 | 25 | 26 | 27 | 28 | 29 | 30 | 31 | 32 | 33 | 34 | 35 | 36 | 37 | 38 | 39 | 40 | 41 | 42 | 43 | 44 | 45 | 46 | 47 | 48 | 49 | 50 | 51 | 52
141 | AC Department | Fan coil Unit | Maint/MJ/KF- LAB1/FCU/56 | Carrier | 42NZ75 | xxxxx | 2TR | ACL -MPR | 1 | 2 | 3 | 4 | 5 | 6 | 7 | 8 | 9 | 10 | 11 | 12 | 13 | 14 | 15 | 16 | 17 | 18 | 19 | 20 | 21 | 22 | 23 | 24 | 25 | 26 | 27 | 28 | 29 | 30 | 31 | 32 | 33 | 34 | 35 | 36 | 37 | 38 | 39 | 40 | 41 | 42 | 43 | 44 | 45 | 46 | 47 | 48 | 49 | 50 | 51 | 52
142 | AC Department | Fan coil Unit | Maint/MJ/KF- LAB1/FCU/57 | Carrier | 42NZ75 | xxxxx | 2TR | ACL -MPR | 1 | 2 | 3 | 4 | 5 | 6 | 7 | 8 | 9 | 10 | 11 | 12 | 13 | 14 | 15 | 16 | 17 | 18 | 19 | 20 | 21 | 22 | 23 | 24 | 25 | 26 | 27 | 28 | 29 | 30 | 31 | 32 | 33 | 34 | 35 | 36 | 37 | 38 | 39 | 40 | 41 | 42 | 43 | 44 | 45 | 46 | 47 | 48 | 49 | 50 | 51 | 52
143 | AC Department | Fan coil Unit | Maint/MJ/KF- LAB1/FCU/58 | Carrier | 42NZ75 | xxxxx | 2TR | ACL -MPR | 1 | 2 | 3 | 4 | 5 | 6 | 7 | 8 | 9 | 10 | 11 | 12 | 13 | 14 | 15 | 16 | 17 | 18 | 19 | 20 | 21 | 22 | 23 | 24 | 25 | 26 | 27 | 28 | 29 | 30 | 31 | 32 | 33 | 34 | 35 | 36 | 37 | 38 | 39 | 40 | 41 | 42 | 43 | 44 | 45 | 46 | 47 | 48 | 49 | 50 | 51 | 52
144 | AC Department | Fan coil Unit | Maint/MJ/KF- LAB1/FCU/59 | Carrier | 42NZ75 | xxxxx | 2TR | ACL -MPR | 1 | 2 | 3 | 4 | 5 | 6 | 7 | 8 | 9 | 10 | 11 | 12 | 13 | 14 | 15 | 16 | 17 | 18 | 19 | 20 | 21 | 22 | 23 | 24 | 25 | 26 | 27 | 28 | 29 | 30 | 31 | 32 | 33 | 34 | 35 | 36 | 37 | 38 | 39 | 40 | 41 | 42 | 43 | 44 | 45 | 46 | 47 | 48 | 49 | 50 | 51 | 52
145 | AC Department | Fan coil Unit | Maint/MJ/KF- LAB1/FCU/60 | Carrier | 42NZ75 | xxxxx | 2TR | DISPETCH R | 1 | 2 | 3 | 4 | 5 | 6 | 7 | 8 | 9 | 10 | 11 | 12 | 13 | 14 | 15 | 16 | 17 | 18 | 19 | 20 | 21 | 22 | 23 | 24 | 25 | 26 | 27 | 28 | 29 | 30 | 31 | 32 | 33 | 34 | 35 | 36 | 37 | 38 | 39 | 40 | 41 | 42 | 43 | 44 | 45 | 46 | 47 | 48 | 49 | 50 | 51 | 52
146 | AC Department | Fan coil Unit | Maint/MJ/KF- LAB1/FCU/61 | Carrier | 42NZ75 | xxxxx | 2TR | DISPETCH R | 1 | 2 | 3 | 4 | 5 | 6 | 7 | 8 | 9 | 10 | 11 | 12 | 13 | 14 | 15 | 16 | 17 | 18 | 19 | 20 | 21 | 22 | 23 | 24 | 25 | 26 | 27 | 28 | 29 | 30 | 31 | 32 | 33 | 34 | 35 | 36 | 37 | 38 | 39 | 40 | 41 | 42 | 43 | 44 | 45 | 46 | 47 | 48 | 49 | 50 | 51 | 52
147 | AC Department | Fan coil Unit | Maint/MJ/KF- LAB1/FCU/62 | Carrier | 42NZ75 | xxxxx | 2TR | DISPETCH R | 1 | 2 | 3 | 4 | 5 | 6 | 7 | 8 | 9 | 10 | 11 | 12 | 13 | 14 | 15 | 16 | 17 | 18 | 19 | 20 | 21 | 22 | 23 | 24 | 25 | 26 | 27 | 28 | 29 | 30 | 31 | 32 | 33 | 34 | 35 | 36 | 37 | 38 | 39 | 40 | 41 | 42 | 43 | 44 | 45 | 46 | 47 | 48 | 49 | 50 | 51 | 52
148 | AC Department | Fan coil Unit | Maint/MJ/KF- LAB1/FCU/63 | Carrier | 42NZ75 | xxxxx | 2TR | BWR | 1 | 2 | 3 | 4 | 5 | 6 | 7 | 8 | 9 | 10 | 11 | 12 | 13 | 14 | 15 | 16 | 17 | 18 | 19 | 20 | 21 | 22 | 23 | 24 | 25 | 26 | 27 | 28 | 29 | 30 | 31 | 32 | 33 | 34 | 35 | 36 | 37 | 38 | 39 | 40 | 41 | 42 | 43 | 44 | 45 | 46 | 47 | 48 | 49 | 50 | 51 | 52
149 | AC Department | Fan coil Unit | Maint/MJ/KF- LAB1/FCU/64 | Carrier | 42NZ75 | xxxxx | 2TR | BWR | 1 | 2 | 3 | 4 | 5 | 6 | 7 | 8 | 9 | 10 | 11 | 12 | 13 | 14 | 15 | 16 | 17 | 18 | 19 | 20 | 21 | 22 | 23 | 24 | 25 | 26 | 27 | 28 | 29 | 30 | 31 | 32 | 33 | 34 | 35 | 36 | 37 | 38 | 39 | 40 | 41 | 42 | 43 | 44 | 45 | 46 | 47 | 48 | 49 | 50 | 51 | 52
150 | AC Department | Fan coil Unit | Maint/MJ/KF- LAB1/FCU/65 | Carrier | 42NZ75 | xxxxx | 2TR | BWR | 1 | 2 | 3 | 4 | 5 | 6 | 7 | 8 | 9 | 10 | 11 | 12 | 13 | 14 | 15 | 16 | 17 | 18 | 19 | 20 | 21 | 22 | 23 | 24 | 25 | 26 | 27 | 28 | 29 | 30 | 31 | 32 | 33 | 34 | 35 | 36 | 37 | 38 | 39 | 40 | 41 | 42 | 43 | 44 | 45 | 46 | 47 | 48 | 49 | 50 | 51 | 52
151 | AC Department | Fan coil Unit | Maint/MJ/KF- LAB1/FCU/66 | Carrier | 42NZ75 | xxxxx | 2TR | BWR | 1 | 2 | 3 | 4 | 5 | 6 | 7 | 8 | 9 | 10 | 11 | 12 | 13 | 14 | 15 | 16 | 17 | 18 | 19 | 20 | 21 | 22 | 23 | 24 | 25 | 26 | 27 | 28 | 29 | 30 | 31 | 32 | 33 | 34 | 35 | 36 | 37 | 38 | 39 | 40 | 41 | 42 | 43 | 44 | 45 | 46 | 47 | 48 | 49 | 50 | 51 | 52
152 | AC Department | Fan coil Unit | Maint/MJ/KF- LAB1/FCU/67 | Carrier | 42NZ75 | xxxxx | 2TR | BWR | 1 | 2 | 3 | 4 | 5 | 6 | 7 | 8 | 9 | 10 | 11 | 12 | 13 | 14 | 15 | 16 | 17 | 18 | 19 | 20 | 21 | 22 | 23 | 24 | 25 | 26 | 27 | 28 | 29 | 30 | 31 | 32 | 33 | 34 | 35 | 36 | 37 | 38 | 39 | 40 | 41 | 42 | 43 | 44 | 45 | 46 | 47 | 48 | 49 | 50 | 51 | 52
153 | AC Department | Fan coil Unit | Maint/MJ/KF- LAB1/FCU/68 | Carrier | 42NZ75 | xxxxx | 2TR | MPR | 1 | 2 | 3 | 4 | 5 | 6 | 7 | 8 | 9 | 10 | 11 | 12 | 13 | 14 | 15 | 16 | 17 | 18 | 19 | 20 | 21 | 22 | 23 | 24 | 25 | 26 | 27 | 28 | 29 | 30 | 31 | 32 | 33 | 34 | 35 | 36 | 37 | 38 | 39 | 40 | 41 | 42 | 43 | 44 | 45 | 46 | 47 | 48 | 49 | 50 | 51 | 52
154 | AC Department | Fan coil Unit | Maint/MJ/KF- LAB1/FCU/69 | Carrier | 42NZ75 | xxxxx | 2TR | MPR | 1 | 2 | 3 | 4 | 5 | 6 | 7 | 8 | 9 | 10 | 11 | 12 | 13 | 14 | 15 | 16 | 17 | 18 | 19 | 20 | 21 | 22 | 23 | 24 | 25 | 26 | 27 | 28 | 29 | 30 | 31 | 32 | 33 | 34 | 35 | 36 | 37 | 38 | 39 | 40 | 41 | 42 | 43 | 44 | 45 | 46 | 47 | 48 | 49 | 50 | 51 | 52
155 | AC Department | Fan coil Unit | Maint/MJ/KF- LAB1/FCU/70 | Carrier | 42NZ75 | xxxxx | 2TR | LOBBY | 1 | 2 | 3 | 4 | 5 | 6 | 7 | 8 | 9 | 10 | 11 | 12 | 13 | 14 | 15 | 16 | 17 | 18 | 19 | 20 | 21 | 22 | 23 | 24 | 25 | 26 | 27 | 28 | 29 | 30 | 31 | 32 | 33 | 34 | 35 | 36 | 37 | 38 | 39 | 40 | 41 | 42 | 43 | 44 | 45 | 46 | 47 | 48 | 49 | 50 | 51 | 52
156 | AC Department | Fan coil Unit | Maint/MJ/KF- LAB1/FCU/71 | Carrier | 42NZ75 | xxxxx | 2TR | RESEARCH R | 1 | 2 | 3 | 4 | 5 | 6 | 7 | 8 | 9 | 10 | 11 | 12 | 13 | 14 | 15 | 16 | 17 | 18 | 19 | 20 | 21 | 22 | 23 | 24 | 25 | 26 | 27 | 28 | 29 | 30 | 31 | 32 | 33 | 34 | 35 | 36 | 37 | 38 | 39 | 40 | 41 | 42 | 43 | 44 | 45 | 46 | 47 | 48 | 49 | 50 | 51 | 52
157 | AC Department | Fan coil Unit | Maint/MJ/KF- LAB1/FCU/72 | Carrier | 42NZ75 | xxxxx | 2TR | DARK ROOM | 1 | 2 | 3 | 4 | 5 | 6 | 7 | 8 | 9 | 10 | 11 | 12 | 13 | 14 | 15 | 16 | 17 | 18 | 19 | 20 | 21 | 22 | 23 | 24 | 25 | 26 | 27 | 28 | 29 | 30 | 31 | 32 | 33 | 34 | 35 | 36 | 37 | 38 | 39 | 40 | 41 | 42 | 43 | 44 | 45 | 46 | 47 | 48 | 49 | 50 | 51 | 52
158 | AC Department | Fan coil Unit | Maint/MJ/KF- LAB1/FCU/73 | Carrier | 42NZ75 | xxxxx | 2TR | STORE ROOM | 1 | 2 | 3 | 4 | 5 | 6 | 7 | 8 | 9 | 10 | 11 | 12 | 13 | 14 | 15 | 16 | 17 | 18 | 19 | 20 | 21 | 22 | 23 | 24 | 25 | 26 | 27 | 28 | 29 | 30 | 31 | 32 | 33 | 34 | 35 | 36 | 37 | 38 | 39 | 40 | 41 | 42 | 43 | 44 | 45 | 46 | 47 | 48 | 49 | 50 | 51 | 52
159 | AC Department | Fan coil Unit | Maint/MJ/KF- LAB1/FCU/74 | Carrier | 42NZ75 | xxxxx | 2TR | MAINT. room | 1 | 2 | 3 | 4 | 5 | 6 | 7 | 8 | 9 | 10 | 11 | 12 | 13 | 14 | 15 | 16 | 17 | 18 | 19 | 20 | 21 | 22 | 23 | 24 | 25 | 26 | 27 | 28 | 29 | 30 | 31 | 32 | 33 | 34 | 35 | 36 | 37 | 38 | 39 | 40 | 41 | 42 | 43 | 44 | 45 | 46 | 47 | 48 | 49 | 50 | 51 | 52
160 | KF1 | Media preparation m/c | Maint/MJ/KF- LAB1/MPR-M/01 | Natsteel | xxxxx | xxxxx | 200 Lts | MPR | 1 | 2 | 3 | 4 | 5 | 6 | 7 | 8 | 9 | 10 | 11 | 12 | 13 | 14 | 15 | 16 | 17 | 18 | 19 | 20 | 21 | 22 | 23 | 24 | 25 | 26 | 27 | 28 | 29 | 30 | 31 | 32 | 33 | 34 | 35 | 36 | 37 | 38 | 39 | 40 | 41 | 42 | 43 | 44 | 45 | 46 | 47 | 48 | 49 | 50 | 51 | 52
161 | KF1 | Media dispensing m/c | Maint/MJ/KF- LAB1/MDM/01 | Watson marlow | xxxxx | M100582 | xxxxx | MPR | 1 | 2 | 3 | 4 | 5 | 6 | 7 | 8 | 9 | 10 | 11 | 12 | 13 | 14 | 15 | 16 | 17 | 18 | 19 | 20 | 21 | 22 | 23 | 24 | 25 | 26 | 27 | 28 | 29 | 30 | 31 | 32 | 33 | 34 | 35 | 36 | 37 | 38 | 39 | 40 | 41 | 42 | 43 | 44 | 45 | 46 | 47 | 48 | 49 | 50 | 51 | 52
162 | KF1 | Auto Media dispencing m/c | Maint/MJ/KF-LAB1/MD-MC/01 | Satyam Co. | xxxxx | xxxxx | xxxxx | MPR | 1 | 2 | 3 | 4 | 5 | 6 | 7 | 8 | 9 | 10 | 11 | 12 | 13 | 14 | 15 | 16 | 17 | 18 | 19 | 20 | 21 | 22 | 23 | 24 | 25 | 26 | 27 | 28 | 29 | 30 | 31 | 32 | 33 | 34 | 35 | 36 | 37 | 38 | 39 | 40 | 41 | 42 | 43 | 44 | 45 | 46 | 47 | 48 | 49 | 50 | 51 | 52
163 | KF1 | Autoclave | Maint/MJ/KF- LAB1/ACL/01 | Natsteel | 42LB/E/DD | 196 | 108kw(78Liters) | MPR | 1 | 2 | 3 | 4 | 5 | 6 | 7 | 8 | 9 | 10 | 11 | 12 | 13 | 14 | 15 | 16 | 17 | 18 | 19 | 20 | 21 | 22 | 23 | 24 | 25 | 26 | 27 | 28 | 29 | 30 | 31 | 32 | 33 | 34 | 35 | 36 | 37 | 38 | 39 | 40 | 41 | 42 | 43 | 44 | 45 | 46 | 47 | 48 | 49 | 50 | 51 | 52
164 | KF1 | Autoclave | Maint/MJ/KF- LAB1/ACL/02 | Periclave | P2268R/DD/A | 423 | 108kw(78Liters) | MPR | 1 | 2 | 3 | 4 | 5 | 6 | 7 | 8 | 9 | 10 | 11 | 12 | 13 | 14 | 15 | 16 | 17 | 18 | 19 | 20 | 21 | 22 | 23 | 24 | 25 | 26 | 27 | 28 | 29 | 30 | 31 | 32 | 33 | 34 | 35 | 36 | 37 | 38 | 39 | 40 | 41 | 42 | 43 | 44 | 45 | 46 | 47 | 48 | 49 | 50 | 51 | 52
165 | KF1 | Autoclave | Maint/MJ/KF- LAB1/ACL/03 | Natsteel | 36SR/E/007 | 437 | 36kw(30Liters) | BWR | 1 | 2 | 3 | 4 | 5 | 6 | 7 | 8 | 9 | 10 | 11 | 12 | 13 | 14 | 15 | 16 | 17 | 18 | 19 | 20 | 21 | 22 | 23 | 24 | 25 | 26 | 27 | 28 | 29 | 30 | 31 | 32 | 33 | 34 | 35 | 36 | 37 | 38 | 39 | 40 | 41 | 42 | 43 | 44 | 45 | 46 | 47 | 48 | 49 | 50 | 51 | 52
166 | KF1 | Magnetic Sterrier | Maint/MJ/KF- LAB1/M-STIR/01 | Remi | xxxxx | xxxxx | 1.5HP | MPR | 1 | 2 | 3 | 4 | 5 | 6 | 7 | 8 | 9 | 10 | 11 | 12 | 13 | 14 | 15 | 16 | 17 | 18 | 19 | 20 | 21 | 22 | 23 | 24 | 25 | 26 | 27 | 28 | 29 | 30 | 31 | 32 | 33 | 34 | 35 | 36 | 37 | 38 | 39 | 40 | 41 | 42 | 43 | 44 | 45 | 46 | 47 | 48 | 49 | 50 | 51 | 52
167 | KF1 | UPS | Maint/MJ/KF- LAB1/UPS/01 | APC | G5500 | xxxxx | 60kva | SB 1 Panel room | 1 | 2 | 3 | 4 | 5 | 6 | 7 | 8 | 9 | 10 | 11 | 12 | 13 | 14 | 15 | 16 | 17 | 18 | 19 | 20 | 21 | 22 | 23 | 24 | 25 | 26 | 27 | 28 | 29 | 30 | 31 | 32 | 33 | 34 | 35 | 36 | 37 | 38 | 39 | 40 | 41 | 42 | 43 | 44 | 45 | 46 | 47 | 48 | 49 | 50 | 51 | 52
168 | KF1 | Shaker machine | Maint/MJ/KF- LAB1/SKM/01 | Steelmet novatech | TTIS | 10504 | 0.5hp,037kw | Embr room | 1 | 2 | 3 | 4 | 5 | 6 | 7 | 8 | 9 | 10 | 11 | 12 | 13 | 14 | 15 | 16 | 17 | 18 | 19 | 20 | 21 | 22 | 23 | 24 | 25 | 26 | 27 | 28 | 29 | 30 | 31 | 32 | 33 | 34 | 35 | 36 | 37 | 38 | 39 | 40 | 41 | 42 | 43 | 44 | 45 | 46 | 47 | 48 | 49 | 50 | 51 | 52
169 | KF1 | Rihma machine | Maint/MJ/KF- LAB1/RIM-M/01 | Olympia mode T15 | DR-60 RHMA | 5016378 | 1.1KW, 4.2Amp | BWR | 1 | 2 | 3 | 4 | 5 | 6 | 7 | 8 | 9 | 10 | 11 | 12 | 13 | 14 | 15 | 16 | 17 | 18 | 19 | 20 | 21 | 22 | 23 | 24 | 25 | 26 | 27 | 28 | 29 | 30 | 31 | 32 | 33 | 34 | 35 | 36 | 37 | 38 | 39 | 40 | 41 | 42 | 43 | 44 | 45 | 46 | 47 | 48 | 49 | 50 | 51 | 52
170 | KF1 | Bottle washing m/c | Maint/MJ/KF- LAB1/BWM/01 | Local Made | cromton greave | xxxxx | 1/4HP,2.8A | BWR | 1 | 2 | 3 | 4 | 5 | 6 | 7 | 8 | 9 | 10 | 11 | 12 | 13 | 14 | 15 | 16 | 17 | 18 | 19 | 20 | 21 | 22 | 23 | 24 | 25 | 26 | 27 | 28 | 29 | 30 | 31 | 32 | 33 | 34 | 35 | 36 | 37 | 38 | 39 | 40 | 41 | 42 | 43 | 44 | 45 | 46 | 47 | 48 | 49 | 50 | 51 | 52
171 | KF1 | Auto Bottle washing machine | Maint/MJ/KF-LAB1/BWM/01 | Nihira | xxxxx | xxxxx | xxxxx | BWR | 1 | 2 | 3 | 4 | 5 | 6 | 7 | 8 | 9 | 10 | 11 | 12 | 13 | 14 | 15 | 16 | 17 | 18 | 19 | 20 | 21 | 22 | 23 | 24 | 25 | 26 | 27 | 28 | 29 | 30 | 31 | 32 | 33 | 34 | 35 | 36 | 37 | 38 | 39 | 40 | 41 | 42 | 43 | 44 | 45 | 46 | 47 | 48 | 49 | 50 | 51 | 52
172 | KF1 | Tray washing machine | Maint/MJ/KF-LAB1/TRY-W-MC/01 | NIHIRA | xxxxx | xxxxx | xxxxx | BWR | 1 | 2 | 3 | 4 | 5 | 6 | 7 | 8 | 9 | 10 | 11 | 12 | 13 | 14 | 15 | 16 | 17 | 18 | 19 | 20 | 21 | 22 | 23 | 24 | 25 | 26 | 27 | 28 | 29 | 30 | 31 | 32 | 33 | 34 | 35 | 36 | 37 | 38 | 39 | 40 | 41 | 42 | 43 | 44 | 45 | 46 | 47 | 48 | 49 | 50 | 51 | 52
173 | KF1 | Cap Sealing machine | Maint/MJ/KF-LAB1/CF/01 | Sanitek P.S. | xxxxx | xxxxx | xxxxx | Bottle Store Room | 1 | 2 | 3 | 4 | 5 | 6 | 7 | 8 | 9 | 10 | 11 | 12 | 13 | 14 | 15 | 16 | 17 | 18 | 19 | 20 | 21 | 22 | 23 | 24 | 25 | 26 | 27 | 28 | 29 | 30 | 31 | 32 | 33 | 34 | 35 | 36 | 37 | 38 | 39 | 40 | 41 | 42 | 43 | 44 | 45 | 46 | 47 | 48 | 49 | 50 | 51 | 52
174 | KF1 | Electric Stacker | Maint/MJ/KF- LAB1/ES/72 | ACE | WS155 | 05109-3 | 630 | MSR | 1 | 2 | 3 | 4 | 5 | 6 | 7 | 8 | 9 | 10 | 11 | 12 | 13 | 14 | 15 | 16 | 17 | 18 | 19 | 20 | 21 | 22 | 23 | 24 | 25 | 26 | 27 | 28 | 29 | 30 | 31 | 32 | 33 | 34 | 35 | 36 | 37 | 38 | 39 | 40 | 41 | 42 | 43 | 44 | 45 | 46 | 47 | 48 | 49 | 50 | 51 | 52
175 | KF1 | UV unit | Maint/MJ/KF-LAB/UV/01 | xxxxx | xxxxx | xxxxx | xxxxx | MSR | 1 | 2 | 3 | 4 | 5 | 6 | 7 | 8 | 9 | 10 | 11 | 12 | 13 | 14 | 15 | 16 | 17 | 18 | 19 | 20 | 21 | 22 | 23 | 24 | 25 | 26 | 27 | 28 | 29 | 30 | 31 | 32 | 33 | 34 | 35 | 36 | 37 | 38 | 39 | 40 | 41 | 42 | 43 | 44 | 45 | 46 | 47 | 48 | 49 | 50 | 51 | 52
Color code of maintenance schedule
By Monthly
|  | Quterly | [6 empty] | 2025-04-01 18 18 18 18 18 18 18 18 18 18 18 18 18 18 18 18 18 18 18 18 18 18 18 18 18 18 18 18 18 18 18 18 18 18 18 18 18 18 18 18 18 18 18 18 18 18 18 18 18 18 18 18 18 18 18 18 18 18 18 18 18 18 18 18 18 18 18 18 18 18 18 18 18 18 18 18 18 18 18 18 18 18 18 18 18 18 18 18 18 18 18 18 18 18 18 18 18 18 18 18 18 18 18 18 18 18 18 18 18 18 18 18 18 18 18 18 18 18 18 18 18 18 18 18 18 18 18 18 18 18 18 18 18 18 18 18 18 18 18 18 18 18 18 18 18 18 18 18 18 18 18 18 18 18 18 18 18 18 18 18 18 18 18 18 18 18 18 18 18 18 18 18 18 18 18 18: (Maintenance Ass. Executive); 2025-09-01 36 36 36 36 36 36 36 36 36 36 36 36 36 36 36 36 36 36 36 36 36 36 36 36 36 36 36 36 36 36 36 36 36 36 36 36 36 36 36 36 36 36 36 36 36 36 36 36 36 36 36 36 36 36 36 36 36 36 36 36 36 36 36 36 36 36 36 36 36 36 36 36 36 36 36 36 36 36 36 36 36 36 36 36 36 36 36 36 36 36 36 36 36 36 36 36 36 36 36 36 36 36 36 36 36 36 36 36 36 36 36 36 36 36 36 36 36 36 36 36 36 36 36 36 36 36 36 36 36 36 36 36 36 36 36 36 36 36 36 36 36 36 36 36 36 36 36 36 36 36 36 36 36 36 36 36 36 36 36 36 36 36 36 36 36 36 36 36 36 36 36 36 36 36 36 36: (Maintenance Manager)
|  | Half year |  | Control Copy |  |  |  |  | 2025-01-01 1 1 1 1 1 1 1 1 1 1 1 1 1 1 1 1 1 1 1 1 1 1 1 1 1 1 1 1 1 1 1 1 1 1 1 1 1 1 1 1 1 1 1 1 1 1 1 1 1 1 1 1 1 1 1 1 1 1 1 1 1 1 1 1 1 1 1 1 1 1 1 1 1 1 1 1 1 1 1 1 1 1 1 1 1 1 1 1 1 1 1 1 1 1 1 1 1 1 1 1 1 1 1 1 1 1 1 1 1 1 1 1 1 1 1 1 1 1 1 1 1 1 1 1 1 1 1 1 1 1 1 1 1 1 1 1 1 1 1 1 1 1 1 1 1 1 1 1 1 1 1 1 1 1 1 1 1 1 1 1 1 1 1 1 1 1 1 1 1 1 1 1 1 1 1 1: Master Copy; 2025-04-01 18 18 18 18 18 18 18 18 18 18 18 18 18 18 18 18 18 18 18 18 18 18 18 18 18 18 18 18 18 18 18 18 18 18 18 18 18 18 18 18 18 18 18 18 18 18 18 18 18 18 18 18 18 18 18 18 18 18 18 18 18 18 18 18 18 18 18 18 18 18 18 18 18 18 18 18 18 18 18 18 18 18 18 18 18 18 18 18 18 18 18 18 18 18 18 18 18 18 18 18 18 18 18 18 18 18 18 18 18 18 18 18 18 18 18 18 18 18 18 18 18 18 18 18 18 18 18 18 18 18 18 18 18 18 18 18 18 18 18 18 18 18 18 18 18 18 18 18 18 18 18 18 18 18 18 18 18 18 18 18 18 18 18 18 18 18 18 18 18 18 18 18 18 18 18 18: Prepared by; 2025-09-01 36 36 36 36 36 36 36 36 36 36 36 36 36 36 36 36 36 36 36 36 36 36 36 36 36 36 36 36 36 36 36 36 36 36 36 36 36 36 36 36 36 36 36 36 36 36 36 36 36 36 36 36 36 36 36 36 36 36 36 36 36 36 36 36 36 36 36 36 36 36 36 36 36 36 36 36 36 36 36 36 36 36 36 36 36 36 36 36 36 36 36 36 36 36 36 36 36 36 36 36 36 36 36 36 36 36 36 36 36 36 36 36 36 36 36 36 36 36 36 36 36 36 36 36 36 36 36 36 36 36 36 36 36 36 36 36 36 36 36 36 36 36 36 36 36 36 36 36 36 36 36 36 36 36 36 36 36 36 36 36 36 36 36 36 36 36 36 36 36 36 36 36 36 36 36 36: Approved by
year

## Master
Sr No | Name of Equipment | Equipment ID NO | Qty
1 | AHU | Maint/MJ/KF-LAB/AHU/01-03 | 3
2 | ATU | Maint/MJ/KF-LAB/ATU/01-02 | 2
3 | Humidity controller Unit | Maint/MJ/KF-LAB/RH-C/01 | 1
4 | Climate control panel | Maint/MJ/KF-LAB/ES/01 | 1
5 | Distribution Panel | Maint/MJ/KF-LAB/DP/01 | 1
6 | Distribution Board | Maint/MJ/KF-LAB/DB/01-19 | 21
7 | Laminar Banch | Maint/MJ/KF-LAB/LB/01-57 | 56
8 | Fan coil Unit | Maint/MJ/KF-LAB/FCU/1-73 | 74
9 | Media preparation m/c | Maint/MJ/KF-LAB/MPR-M/01-02 | 1
10 | Media dispensing m/c | Maint/MJ/KF-LAB/MDM/01 | 1
11 | Auto Media dispencing m/c | Maint/MJ/KF-LAB1/MD-MC/01 | 1
12 | Autoclave | Maint/MJ/KF-LAB/ACL/01-03 | 3
13 | Magnetic Sterrier | Maint/MJ/KF-LAB/M-STIR/01 | 1
14 | UPS | Maint/MJ/KF-LAB/UPS/01 | 1
15 | Shekhar machine | Maint/MJ/KF-LAB/SKM/01 | 1
16 | Rihma machine | Maint/MJ/KF-LAB/RIM-M/01 | 1
17 | Bottle washing m/c | Maint/MJ/KF-LAB/BWM/01-02 | 1
18 | Auto Bottle washing machine | Maint/MJ/KF-LAB1/BWM/01 | 1
19 | Tray washing machine | Maint/MJ/KF-LAB1/TRY-W-MC/01 | 1
20 | Cap Sealing machine. | Maint/MJ/KF-LAB1/CF/01 | 1
21 | Electric stacker | Maint/MJ/KF-LAB/ES/01 | 1
22 | UV unit | Maint/MJ/KF-LAB/UV/01 | 1
Total - |  |  | 175

## List of Equipment
List of Equipment
DATE: 01/1/2018 |  | REF NO: KF/MAIN/09 | REV.NO:01 | PAGE: 01 of 04
List of Equipment
Sr no | Name of Equipment | Equipment No. | Make
1 | AHU | Maint/MJ/KF-LAB/AHU/01-03 | Thermoair/Pooch
2 | ATU | Maint/MJ/KF-LAB/ATU/01-02 | Thermoair/Flaktwood
3 | Humidity controller Unit | Maint/MJ/KF-LAB/RH-C/01 | Munters
4 | Climate control panel | Maint/MJ/KF-LAB/ES/01 | Local made
5 | Distribution Panel | Maint/MJ/KF-LAB/DP/01 | Aqualine
6 | Distribution Board | Maint/MJ/KF-LAB/DB/01-19 | Legrand
7 | Laminar Banch | Maint/MJ/KF-LAB/LB/01-57 | Micro filt/Ferro filt/PHEROH
8 | Fan coil Unit | Maint/MJ/KF-LAB/FCU/1-73 | Carrier/Zeco
9 | Media preparation m/c | Maint/MJ/KF-LAB/MPR-M/01-02 | Natsteel
10 | Media dispensing m/c | Maint/MJ/KF-LAB/MDM/01 | Munters
11 | Auto Media dispencing m/c | Maint/MJ/KF-LAB1/MD-MC/01 | Watson marlow
12 | Autoclave | Maint/MJ/KF-LAB/ACL/01-03 | Periclave/Natsteel
13 | Magnetic Sterrier | Maint/MJ/KF-LAB/M-STIR/01 | Remi
14 | UPS | Maint/MJ/KF-LAB/UPS/01 | APC
15 | Shakhar machine | Maint/MJ/KF-LAB/SKM/01 | Steelmet novatech
16 | Rihma machine | Maint/MJ/KF-LAB/RIM-M/01 | Olympia mode T15
17 | Bottle washing m/c | Maint/MJ/KF-LAB/BWM/01-02 | Local Made
18 | Auto Bottle washing machine | Maint/MJ/KF-LAB1/BWM/01 | APC/Snychider
19 | Tray washing machine | Maint/MJ/KF-LAB1/TRY-W-MC/01 | Nihira
20 | Cap Sealing machine. | Maint/MJ/KF-LAB1/CF/01 | Sanitek P.S.
21 | Electric stacker | Maint/MJ/KF-LAB/ES/01 | ACE
22 | UV unit | Maint/MJ/KF-LAB/UV/01 | Local Made
|  |  | Mr.Shantaram Gujar | Mr. Manish
|  |  | (Maint.Executive) | (Maint Manager)
Control Copy |  | Master Copy | Prepared By | Approved by

## Sheet1
PLANNED PREVENTIVE MAINTENANCE CHECK LIST
Eqpt.I.D.No : Maint/MJ/KF LAB 1/AHU/ |  | Frequency |  | Week No :
Eqpt.Name : AHU |  |  |  | Date :
Location : Manjari |  |  |  | Time :
Sr no | Details of Checks |  | Accectable Range | Observation
1 | Clean the AHU area and Pri filter | Q | Clean
2 | Check the cable termination & Tightening of panel and blower motor | Q | Tight
3 | Check belt tension , tight if necessary | Q | Tight
4 | check the Voltage | Q | 400 - 430 v
5 | check the current | Q | Amps (± 1 amp)
6 | Check the AHU inlet cooling water temp In and out | Q | 6 deg, (± 5%)/ 8 deg,( ±5%)
7 | Check the AHU inlet warm water temp In and out | Q | 28 deg, (±5%)/ 32 deg,(±5%)
8 | Check the AHU outlet temp n RH | Q | 22˚C(±5%)/ 55%(±10%)
9 | Check for water leaks/seepage on chilled water pipes, mixing valves etc., Rectify leaks if any | Q | No leakage
10 | G4 filter change date and due date | Q | Replaced date and due date
11 | F7 filter change date and due date | Q | Replaced date and due date
12 | Hepa filter change date and due date | Q | Replaced date and due date
13 | Check cooling coil and clean with chemical pressuried water | Q | Clean
14 | Check condensate drain for free flow | Q | Free Flow
15 | After finishing work,checked m/c and taken trial as desired | Q | Done
Remarks:
Spares Replaced/Required:
Quantity: |  |  |  | PPM Carried Out By Supervisor Signature

## Sheet2
PLANNED PREVENTIVE MAINTENANCE CHECK LIST
Eqpt.I.D.No : Maint/MJ/KF-LAB1/ATU/ |  | Frequency |  | Week No :
Eqpt.Name : ATU |  |  |  | Date :
Location : Manjari |  |  |  | Time :
Sr no | Details of Checks |  | Accectable Range | Observation
1 | Clean the ATU area | Q | Clean
2 | Check the cable termination & Tightening | Q | Tight
3 | Clean & wash the filters | Q | Clean / Wash / Change
4 | Check belt tension , tight if necessary | Q | Tight
5 | Check the voltage | Q | 390 - 415 v
6 | Check the Current | Q | Amps (± 1 amp)
7 | G4 filter change date and due date | Q | Replaced date and due date
8 | F7 filter change date and due date | Q | Replaced date and due date
9 | Hepa filter change date and due date | Q | Replaced date and due date
10 | Check air leakages from frames | Q | no leakage
11 | After finishing work,checked m/c and taken trial as desired | Q | Done
Remarks:
Spares Replaced/Required:
Quantity: |  |  |  | PPM Carried Out By Supervisor Signature

## Sheet3
PLANNED PREVENTIVE MAINTENANCE CHECK LIST
Eqpt.I.D.No : Maint/MJ/KF LAB1/HC/ |  | Frequency |  | Week No :
Eqpt.Name : Humidity controller Unit |  |  |  | Date :
Location : Manjari |  |  |  | Time :
Sr no | Details of Checks |  | Accectable Range | Observation
1 | Check anti-vibration mountings | Q | No vibration
2 | Check motor and blower bearings for excessive noise and drive alignment | Q | Normal Noise
3 | Remove or wash pre filters | Q | Clean
4 | Check and clean the plenum chamber | Q | Clean
5 | Check the belt tension and adjust if required. | Q | 0.5 - 10 mm
6 | Check filter frames and proper sealing | Q | proper sealing
7 | Check secureness of all access doors and panels | Q | Close
8 | Check munter RH set point | Q | 30 - 70%
9 | Check the All Contactor heater electrical connection for tightness | Q | Tight
10 | Check the voltage R,Y,B record | Q | 390 - 415 v
11 | Check the Amps R,Y,B record | Q | 0 - 10 Amps
12 | Check for volume control dampers for free and un-obstructed movement. | Q | open / Closed
13 | Check the dry rotor with silica gel color | Q | Check
14 | Check the Air - flow through the unit | Q | Clean Air
15 | After finishing work,checked m/c and taken trial as desired | Q | Done
Remarks:
Spares Replaced/Required:
Quantity: |  |  |  | PPM Carried Out By Supervisor Signature

## Sheet4
PLANNED PREVENTIVE MAINTENANCE CHECK LIST
Eqpt.I.D.No : Maint/MJ/KF-LAB1/CCP/ |  | Frequency |  | Week No :
Eqpt.Name : Climate Control PLC Panel |  |  |  | Date :
Location : Manjari |  |  |  | Time :
Sr.No. | Details of Checks |  | Accectable Range | Observation
1 | Clean the Control panel | Y | clean
2 | Check the cable termination & Tightening | Y | tight
3 | Check the AC voltage | Y | 190 < 230 Volt
4 | Check the DC voltage | Y | 24 VDC (-+ 1Volt)
5 | Check PLC Panel Exhaust Fan | Y | Normal-working
6 | After finishing work,checked m/c and taken trial as desired | Y | Done
Remarks:
Spares Replaced/Required:
Quantity: |  |  |  | PPM Carried Out By Supervisor Signature

## Sheet5
PLANNED PREVENTIVE MAINTENANCE CHECK LIST
Eqpt.I.D.No :Maint/MJ/KF-LAB1/DP/ |  | Frequency |  | Week No :
Eqpt.Name : Distribution Panel |  |  |  | Date :
Location : Manjari |  |  |  | Time :
Sr no | Details of Checks |  | Accectable Range | Observation
1 | Clean the panel | H/Y | Clean
2 | Check the cable termination & Tightening | H/Y | Tight
3 | Check the temp of panel | H/Y | 25°C - 40°C
4 | check the exhaust fan | H/Y | ON
5 | Check the voltage | H/Y | 400 - 430 v
6 | Check the current | H/Y | 300 - 1200 Amps
7 | Check all indicator | H/Y | ON
8 | Check all Meter in operational | H/Y | Working-normal
9 | After finishing work,checked m/c and taken trial as desired | H/Y | Done
Remarks:
Spares Replaced/Required:
PPM Carried Out By Supervisor Signature

## Sheet6
PLANNED PREVENTIVE MAINTENANCE CHECK LIST
Eqpt.I.D.No : Maint/MJ/LAB1/DB/ |  | Frequency |  | Week No :
Eqpt.Name : Distribution Board |  |  |  | Date :
Location : Manjari |  |  |  | Time :
Sr no | Details of Checks |  | Accectable Range | Observation
1 | Clean the DB | H/Y | Clean
2 | Check the cable termination & Tightening | H/Y | Tight
3 | Check the voltage | H/Y | 390 - 415 V
4 | Check the current | H/Y | R Y B (-+2)
5 | check the all control swithes(mcb,mccb etc) & Replace if necessary | H/Y | Working Normal
6 | After finishing work,checked m/c and taken trial as desired | H/Y | Done
Remarks:
Spares Replaced/Required:
Quantity: |  |  |  | PPM Carried Out By Supervisor Signature

## Sheet7
PLANNED PREVENTIVE MAINTENANCE CHECK LIST
Eqpt.I.D.No : Maint/MJ/KF-LAB1/LB/ |  | Frequency |  | Week No :
Eqpt.Name : Laminar Banch |  |  |  | Date :
Location : Manjari |  |  |  | Time :
Sr no | Details of Checks |  | Accectable Range | Observation
1 | Clean the LB with all accessories | H/Y | CLEAN
2 | Check and ensure the electrical terminations are tight. | H/Y | Tight
3 | Clean & wash the prefilter | H/Y | CLEAN
4 | Check the Pressure Gauge | H/Y | 10 - 15 mm
5 | Check and record voltage & Amps | H/Y | 190 - 230 V , ± 2.5 Amps
6 | Check the steripot voltage | H/Y | 200-240 volt
7 | Check the steripot Amps | H/Y | ± 1.20 amps
8 | Check the steripot Temp. | H/Y | 240 ˚C (± 5%) - 270 ˚C (± 5%)
9 | Check the all Tube lights are operational | H/Y | Tight/Working-normal
10 | Check hepa filter partical count | H/Y | 0.5 μ/Mt³ 3520) 5.0 μ/Mt³ N/A)
11 | Check the Air Velocity | H/Y | 90 ± 20
12 | Check UV running hours / replacement date | H/Y | 10,000 hours > normal / date
13 | Check the leaks from Hepa filter. | H/Y | NO Leakage
14 | After finishing work,checked m/c and taken trial as desired | H/Y | Done
Remarks:
Spares Replaced/Required:
Quantity: |  |  |  | PPM Carried Out By Supervisor Signature

## Sheet8
PLANNED PREVENTIVE MAINTENANCE CHECK LIST
Eqpt.I.D.No : Maint/MJ/KF LAB 1 /FCU/ |  | Frequency |  | Week No :
Eqpt.Name : FCU |  |  |  | Date :
Location : Manjari |  |  |  | Time :
Sr no | Details of Checks |  | Accectable Range | Observation
1 | Clean the FCU with blower filter | H/Y | Clean
2 | Check the cable termination & Tightening | H/Y | Tight
3 | Check the voltage | H/Y | 200 - 230 v / 390 - 430 v
4 | Check the Current | H/Y | 0.8 Amps(-+5%) / 6 Amps(-+5%)
5 | Check for damages in thermal insulation replace if nessacary | H/Y | No Damage
6 | Check cooling coil and clean. | H/Y | Clean
7 | After finishing work,checked m/c and taken trial as desired | H/Y | Done
Remarks:
Spares Replaced/Required:
Quantity: |  |  |  | PPM Carried Out By Supervisor Signature

## Sheet9
PLANNED PREVENTIVE MAINTENANCE CHECK LIST
Eqpt.I.D.No : Maint/MJ/KF-LAB1/MPM/ |  | Frequency | Week No : | Week No :
Eqpt.Name : Media Preparatory m/c |  |  | Date : | Date :
Location : Manjari |  |  | Time : | Time :
Sr no | Details of Checks |  | Accectable Range | Observation
1 | Clean the Media preparatory | Q | Clean
2 | Check and ensure the electrical terminations are tight. | Q | Tight
3 | Check and record machine voltage | Q | 390 - 420 V
5 | Check the heater with Amps | Q | 21 - 25 Amps
6 | Check motor for over heating | Q | 30˚C - 50˚C
7 | Check for correct alignment between the shaft and motor | Q | Yes
8 | Check for corrosion/rust and if necessary do the touch up painting | Q | No corrosion
9 | After finishing work,checked m/c and taken trial as desired | Q | Done
Remarks:
Spares Replaced/Required:
Quantity: |  |  |  | PPM Carried Out By Supervisor Signature

## Sheet10
PLANNED PREVENTIVE MAINTENANCE CHECK LIST
Eqpt.I.D.No : Maint/MJ/KF-LAB1/MDM/ |  | Frequency |  | Week No :
Eqpt.Name : Media dispensing m/c |  |  |  | Date :
Location : Manjari |  |  |  | Time :
Sr no | Details of Checks |  | Accectable Range | Observation
1 | Clean the machine | Q | Clean
2 | Clean the Pump Caset | Q | Clean
3 | Check the voltage | Q | 190 - 240 Vac
4 | Check the Current | Q | 0.3 to 0.4 Amps
5 | check and ensure greaseing. | Q | apply if require
6 | check the pump motor RPM | Q | 400 rpm
7 | After finishing work,checked m/c and taken trial as desired | Q | Done
Remarks:
Spares Replaced/Required:
Quantity: |  |  |  | PPM Carried Out By Supervisor Signature

## Sheet11
PLANNED PREVENTIVE MAINTENANCE CHECK LIST
Eqpt.I.D.No : Maint/MJ/KF-LAB3/MPR-MC/ |  | Frequency |  | Week No :
Eqpt.Name : Auto Media dispensing m/c |  |  |  | Date :
Location : Manjari |  |  |  | Time :
Sr. no | Details of Checks |  | Accectable Range | Observation
1 | Clean the Media dispensing | Q | cleaned
2 | Check and ensure the electrical terminations are tight. | Q | Tight
3 | Check the voltage of m/c | Q | 400 to 430V
4 | Check the Current of m/c | Q | 01-04 Amp
5 | check any abnormal noise. | Q | Normal noise < 50 DB
6 | Check the body/foundation nut bolt and tight. | Q | Tight
7 | Verify the quantity for Media Dispesnsing | Q | 50 - 100 ml
8 | Actuator alignment and direction | Q | Tight and visually ok
9 | Check servo motor Working condition |  | Working normally
10 | All m/c air pressure and leakages | Q | 5-7 bar and visually ok
11 | ball serew nut movement | Q | free movable
12 | Check distance of bottle from crowding photo sensor | Q | 10-35mm
13 | Check all m/c sensors working condition | Q | Working normally
Remarks:
Spares Replaced/Required:
Quantity:
PPM Carried out Name & signature |  |  |  | PPM Carried out by Supervisor signature

## Sheet12
PLANNED PREVENTIVE MAINTENANCE CHECK LIST
Eqpt.I.D.No :Maint/MJ/KF-LAB-01/ACL/ |  | Frequency |  | Week No :
Eqpt.Name : Autoclave |  |  |  | Date :
Location : Manjari |  |  |  | Time :
Sr no | Details of Checks |  | Accectable Range | Observation
1 | Clean the Autoclave . | Q | Clean
2 | Check and Clean steam trap valve | Q | Clean
3 | Check the cable termination & Tightening | Q | Tight
4 | Check the voltage | Q | 400 - 430 v
5 | Check the current | Q | 50 - 55 Amps / 130 - 155 Amps
6 | Check the heaters current per phase | Q | 24Amp (± 1amp)
7 | check the door gasket,water level Tube ,replace if necessary | Q | replace if necessary
8 | Check the all sensors | Q | Working-normal
9 | Check the jacket/ Chanmber pressure Gauge | Q | 1.2 < 1.4 Bar
10 | Check the load Sterilizer Teamprature | Q | 120.9˚C - 121.9˚C
11 | Boiler cleaning | Q | Clean
12 | After finishing work,checked m/c and taken trial as desired | Q | Done
Remarks:
Spares Replaced/Required:
Quantity: |  |  |  | PPM Carried Out By Supervisor Signature

## Sheet13
PLANNED PREVENTIVE MAINTENANCE CHECK LIST
Eqpt.I.D.No : Maint/MJ/KF-LAB1/M-STIR/ |  | Frequency |  | Week No :
Eqpt.Name : Magnetic Stirrer |  |  |  | Date :
Location : Manjari |  |  |  | Time :
Sr no | Details of Checks |  | Accectable Range | Observation
1 | Clean the stirrer | H/Y | Clean
2 | Check the voltage | H/Y | 200-240 volt
3 | Check the current | H/Y | 0.2 to 0.3 amps
4 | Check the carbon brush, replace if necessary | H/Y | replace if necessary
5 | After finishing work,checked m/c and taken trial as desired | H/Y | Done
Remarks:
Spares Replaced/Required:
Quantity: |  |  |  | PPM Carried Out By Supervisor Signature

## Sheet14
PLANNED PREVENTIVE MAINTENANCE CHECK LIST
Eqpt.I.D.No : Maint/MJ/KF-LAB1/UPS/ |  | Frequency |  | Week No :
Eqpt.Name : UPS |  |  |  | Date :
Location : Manjari |  |  |  | Time :
Sr no | Details of Checks |  | Accectable Range | Observation
1 | Clean the UPS with blower | Q | Clean
2 | Check the cable termination & Tightening | Q | Tight
3 | Check the temp of UPS | Q | 20˚C - 24˚C
4 | Check the voltage RY,YB,RB | Q | 400 - 430 V
5 | Check the current R,Y,B | Q | 5 - 70 Amps
6 | Check all battery voltage | Q | 11.5 - 13 VDC
7 | check history alarm | Q | No Alaram
8 | Replace battery, if required | Q | 11.5 Volt to 13.5volt
9 | check the back up time on load | Q | 30 minuts (min)
10 | After finishing work,checked m/c and taken trial as desired | Q | Done
Remarks:
Spares Replaced/Required:
Quantity: |  |  |  | PPM Carried Out By Supervisor Signature

## Sheet15
PLANNED PREVENTIVE MAINTENANCE CHECK LIST
Eqpt.I.D.No : Maint/MJ/KF-LAB1/SKM/ |  | Frequency |  | Week No :
Eqpt.Name : Sheaker machine |  |  |  | Date :
Location : Manjari |  |  |  | Time :
Sr no | Details of Checks |  | Accectable Range | Observation
1 | Clean the Sheaker machine | H/Y | Clean
2 | Check and ensure the electrical terminations are tight. | H/Y | Tight
3 | Check the carbon brush | H/Y | Expired
4 | check any abnormal noise. | H/Y | Normal Noise
5 | Check the voltage | H/Y | 390-420 volt
6 | check the amps | H/Y | 11 - 15 Amps
7 | check the moter rpm | H/Y | 50 - 160 rpm
8 | check and ensure greaseing & oiling if required. | H/Y | Apply greaseing & oiling
9 | check Belt Tension . | H/Y | 8 - 10 mm
10 | After finishing work,checked m/c and taken trial as desired | H/Y | Done
Remarks:
Spares Replaced/Required:
Quantity: |  |  |  | PPM Carried out Name Supervoiser signature

## Sheet16
PLANNED PREVENTIVE MAINTENANCE CHECK LIST
Eqpt.I.D.No : Maint/MJ/KF-LAB1/RIM-M/ |  | Frequency |  | Week No :
Eqpt.Name : Rihma machine |  |  |  | Date :
Location : Manjari |  |  |  | Time :
Sr no | Details of Checks |  | Accectable Range | Observation
1 | Clean the Rhima m/c | Q | Clean
2 | Check and ensure the electrical terminations are tight. | Q | Tight
3 | Check the voltage | Q | 390-420 volt
4 | Check the Amps | Q | 3 to 6.5Amp
5 | check any abnormal noise. | Q | Normal Noise
6 | Check the Door limit Switch | Q | Working Normal
7 | Check the heater | Q | 15 - 20 Ω
8 | Check the bottle wash tank water tempreture | Q | 35 °C - 45 °C
9 | After finishing work,checked m/c and taken trial as desired | Q | Done
Remarks:
Spares Replaced/Required:
Quantity: |  |  |  | PPM Carried out Name Supervoiser signature

## Sheet17
PLANNED PREVENTIVE MAINTENANCE CHECK LIST
Eqpt.I.D.No : Maint/MJ/KF-LAB1/BWM/ |  | Frequency |  | Week No :
Eqpt.Name : Bottle wash m/c |  |  |  | Date :
Location : Manjari |  |  |  | Time :
Sr no | Details of Checks |  | Accectable Range | Observation
1 | Clean the Bottle washing m/c | Q | Clean
2 | Check the body/foundation nut bolt are tight. | Q | Tight
3 | Check the voltage | Q | 200-240 V
3 | Check the Current | Q | 2.5> Amps.
4 | check any abnormal noise. | Q | Normal Noise
5 | check Blet Tension . | Q | 8 - 10 mm
6 | check and ensure greaseing & oiling if required. | Q | Apply greaseing & oiling
7 | Check for leaks of bottle wash tank | Q | No Leakage
8 | After finishing work,checked m/c and taken trial as desired | Q | Done
Remarks:
Spares Replaced/Required:
Quantity: |  |  |  | PPM Carried out Name Supervoiser signature

## Sheet18
PLANNED PREVENTIVE MAINTENANCE CHECK LIST
Eqpt.I.D.No : Maint/MJ/KF-LAB -3/BWM/ |  | Frequency |  | Week No :
Eqpt.Name : Auto Bottle washing m/c |  |  |  | Date :
Location : Manjari |  |  |  | Time :
Sr no | Details of Checks |  | Accectable Range | Observation
1 | Clean the Bottle washing m/c | H/Y | Clean
2 | Check the body/foundation nut bolt are tight. | H/Y | Tight
3 | Check the cable termination & Tightening | H/Y | Tight
4 | Check the voltage of motor | H/Y | 200-240 V
5 | Check the Current of motor | H/Y | 2.5> Amps.
6 | Check any abnormal noise. | H/Y | Normal Noise < 50 DB
7 | Check Belt Tension . | H/Y | Tight
8 | Check and ensure greasing & oiling to movable part (bearings and gears)if required. | H/Y | Apply greaseing & oiling
9 | Check for leakages of bottle wash tank and pipe line | H/Y | No Leakage
Remarks:
Spares Replaced/Required:
Quantity:
PPM Carried out Name & signature |  |  |  | PPM Carried out by Supervisor signature

## Sheet19
PLANNED PREVENTIVE MAINTENANCE CHECK LIST
Eqpt.I.D.No : Maint/MJ/KF-LAB3/TRY-W-MC/ |  | Frequency |  | Week No :
Eqpt.Name : Tray washing machine |  |  |  | Date :
Location : Manjari |  |  |  | Time :
Sr no | Details of Checks |  | Accectable Range | Observation
1 | Clean the tray washing m/c | H/Y | Clean
2 | Check and ensure the electrical terminations are tight. | H/Y | Tight
3 | Clean electric panel of m/c | H/Y | Clean
4 | Check all switches and buttons working condition | H/Y | Normal
5 | Check and record voltage | H/Y | 390-420 volts
6 | Check and record Amps | H/Y | 16.2-17.2Amps
7 | Check any abnormal noise. | H/Y | normal noise < 50DB
8 | Clean spray nozzle & tray wash m/c | H/Y | Clean
9 | Cleaning mesh filters 01-02 | H/Y | Clean
10 | Check Conveyor chain tension | H/Y | Tight
11 | Lubricate all conveyor bearing if necessary | H/Y | Lubricated
12 | Check water level solenoid coil working condition | H/Y | Normal
13 | Check hot air blower motor current | H/Y | 15-17 Amp
14 | Check belt condition of blower if required tight it or replaced belt on condition of wear and tear | H/Y | Visually ok
12 | All m/c body/foundation nut bolt, screw and tight. | H/Y | Tight
13 | Hot air blower belt tighting and filter cleaning | H/Y | 0-10mm
Remarks:
Spares Replaced/Required:
Quantity:
PPM Carried out Name & signature: |  |  |  | PPM Carried out by Supervisor signature

## Sheet20
PLANNED PREVENTIVE MAINTENANCE CHECK LIST
Eqpt.I.D.No :Maint/MJ/LAB1/CF/01 |  | Frequency |  | Week No :
Eqpt.Name : Cap sealing machine |  |  |  | Date :
Location : Manjari |  |  |  | Time :
Sr no | Details of Checks |  | Accectable Range | Observation
1 | Clean the Cap filter machine | Q | Clean
2 | Check and Clean Heter. | Q | Clean
3 | Check the cable termination & Tightening | Q | Tight
4 | Check the voltage | Q | 400 - 430 v
5 | Check the current | Q | 2- 20 Amps
6 | check any abnormal noise. | Q | Normal Noise < 50 DB
7 | Check the heater | Q | 5 Ω -20 Ω
8 | Check the Air pressure Gauge | Q | 4 - 8 Bar
9 | Check the all sensors | Q | Working-normal
10 | Check the Heater Temperature | Q | 120˚C - 180˚C
11 | After finishing work,checked m/c and taken trial as desired | Q | Done
Remarks:
Spares Replaced/Required:
Quantity: |  |  |  | PPM Carried Out By Supervisor Signature

## Sheet21
PLANNED PREVENTIVE MAINTENANCE CHECK LIST
Eqpt.I.D.No : Maint/MJ/KF-LAB1/Elst/ |  | Frequency |  | Week No :
Eqpt.Name : electrical stacker |  |  |  | Date :
Location : Manjari |  |  |  | Time :
Sr no | Details of Checks |  | Accectable Range | Observation
1 | Clean the mahine with air blower | H/Y | Clean
2 | Check the battery voltage | H/Y | 12vdc-13vdc
3 | Clean the battery terminal & electrical terminal | H/Y | Tight
4 | Check the hydrualic system oil leackage | H/Y | No Leakage
5 | Check the sterring and breacks | H/Y | Ok /Not ok
6 | Check the hydraulic oil level | H/Y | Normal
7 | After finishing work,checked m/c and taken trial as desired | H/Y | Done
Remarks:
Spares Replaced/Required:
Quantity: |  |  |  | PPM Carried Out By Supervisor Signature

## Sheet22
PLANNED PREVENTIVE MAINTENANCE CHECK LIST
Eqpt.I.D.No : Maint/MJ/KF-LAB1/UVU/ |  | Frequency |  | Week No :
Eqpt.Name : UV Unit |  |  |  | Date :
Location : Manjari |  |  |  | Time :
Sr no | Details of Checks |  | Accectable Range | Observation
1 | Clean the UV unit | H/Y | Clean
2 | Check the cable termination & Tightening | H/Y | Tight
3 | Check running hours | H/Y | 10,000 hours > normal
4 | check the Voltage | H/Y | 200 - 240 volt
5 | check the current | H/Y | 0.15 - 0.25 Amps
6 | Check the water Leakage for UV Barrel | H/Y | No Leakage
7 | last replaced date | H/Y | date
8 | After finishing work,checked m/c and taken trial as desired | H/Y | Done
Remarks:
Spares Replaced/Required:
Quantity: |  |  |  | PPM Carried Out By Supervisor Signature